{"text_format":"1","workbook":"xlsx","n_sheets":15,"sheets":["Home","Input","Results","Cost Optimiser","Background Data","Contact","-","Back, Results","Back, Solar","Back, Optimiser","Back, Peak Capacity","Back, Regression Functions","Back, Data Figures","Back, Additional Data","Print Report"],"not_rendered":{"charts":67,"images":59,"macros":1,"external_links":0,"defined_names":6,"comments":0,"pivot_tables":0},"unopened":[],"bounds":{"document_bytes":16777216,"sheet_cells":100000,"rows_first":2000,"rows_last":500,"rows_between":2000,"halvings":0,"cell_chars":16384,"cell_head_chars":4096},"cells_cut":0,"cells_raw":0,"read":"whole","date_system":"1900"}

{"sheet":"Home","index":0,"n_rows":32,"n_cols":3,"rows_kept":32,"cut":false,"hidden":false,"merged":[[24,2,24,13],[3,2,23,13],[31,2,36,13]]}
[]
[]
[]
[null,null,"Welcome to the tool Green District Heating Systems (open).\n\nThis tool is developed as a Master's Thesis project and the purpose of the tool is to make it easier to analyse future investments in renewable district heating production. In the figure on the right, the general idea of the tool is illustrated. The tool is intended to be used for preliminary evaluation of several combinations of different production technologies and at different heating demands. Its functionality will enable you to quickly obtain an overview of the heat production, cash flows and heat price for any given system you design. Aside from these results, the tool also determines the optimal solution with the lowest cost. The output from the tool can then be used to understand different relevant heating systems and you can then, based on this information, proceed with the most attractive solutions and analyse them further.\n\nThe foundation of the tool are results from energyPRO simulations comprised with data for state of the art heat production technologies and today's and future prices, levies, emissions, etc. The energyPRO results have been analysed in order to determine correlations for different combinations of technologies. These correlations constitute the foundation of tool. \n\nWe hope, that you find the tool useful and if you have any questions or comments for the tool, please don't hesitate to contacts us.\n\nFor more information, follow the link below, where you can also download the thesis. "]
[]
[]
[]
[]
[]
[]
[]
[]
[]
[]
[]
[]
[]
[]
[]
[]
[]
[]
[]
[]
[]
[]
[]
[]
[]
[]
[]
[null,null,"Disclaimer\nThe authors of this thesis and the creators of the tool are not responsible for any decisions made based on the tool. The tool is intended as a way of analysing various heating systems and various opportunities to implement renewable heat production into an existing system or to expand an existing system. Any investment decision or operation strategy should be based on more detailed analyses and investigations. "]

{"sheet":"Input","index":1,"n_rows":77,"n_cols":61,"rows_kept":77,"cut":false,"hidden":false,"merged":[[3,2,8,20],[74,5,74,6],[74,7,74,8],[12,2,18,8],[66,2,70,8],[31,2,35,8],[49,2,54,8],[41,13,41,14],[35,13,35,14],[38,18,38,19],[28,13,28,14],[72,17,72,19]]}
[]
[]
[]
[null,null,"In this sheet, you select the input parameters for the tool. First, the energy resources available for heat production are chosen. When two production technologies, in a combination allowed by the tool, is chosen, it is possible to enter the annual district heating demand and how large a share of the peak demand each technology should have. These shares must add up to 100 percent. \n\nFurthermore, you have the option to add an annual heat production from an independant production system consiting of solar heat panels and a large-scale heat storage. "]
[]
[]
[]
[]
[]
[]
[]
[null,null,"District Heating Demand"]
[null,null,"The system is based on the annual district heating demand. This can be entered below, either by typing the value or by using the up and down buttons. \n\nFrom the annual demand, the peak capacity for the system is determined based on the load duration curve on the right."]
[]
[]
[]
[]
[]
[]
[]
[null,null,"Annual heating demand:",null,null,100000,240000]
[]
[null,null,"Peak consumption:",null,null,{"$f":"'Back, Results'!D17","v":32.037674232421459}]
[]
[]
[]
[]
[]
[null,null,null,null,null,null,null,null,null,null,null,null,null,{"$f":"'Back, Additional Data'!$AX$14","v":{"$error":"#N/A"}}]
[]
[null,null,"Available Energy Resources"]
[null,null,"To determine the energy resources available in the system, to produce the annual demand entered above, click the boxes below. As the recoures are chosen, the resource and it's conversion technology will appear in the system illustration on the right. \n\nAs two energy resources are selected, the system is complete and the fuel consumption and production capacities will appear in the illustration. In the next section, the capacities can be varied. "]
[null,null,null,null,null,null,null,null,null,null,null,null,{"$f":"'Back, Additional Data'!$AX$15","v":{"$error":"#N/A"}},null,null,{"$f":"'Back, Additional Data'!$AX$13","v":16.018837116210729}]
[]
[]
[null,null,null,null,null,null,null,null,null,null,null,null,null,{"$f":"'Back, Additional Data'!$AX$23","v":{"$error":"#N/A"}}]
[]
[null,null,null,"Excess heat at a constant temperature of 25 ˚C.",null,null,null,null,null,null,null,null,null,null,null,null,null,null,null,null,null,null,null,null,null,null,null,null,null,null,null,null,null,null,null,null,null,null,null,null,null,null,null,null,null,null,null,null,null,null,null,null,{"$f":"IF(BB38=TRUE,1,\"\")","v":""},false]
[null,null,null,"Ambient air at an average temperature of 7.5 ˚C.",null,null,null,null,null,null,null,null,null,null,null,null,null,null,{"$f":"'Back, Additional Data'!$AX$11","v":100000},null,null,null,null,null,null,null,null,null,null,null,null,null,null,null,null,null,null,null,null,null,null,null,null,null,null,null,null,null,null,null,null,null,{"$f":"IF(BB39=TRUE,2,\"\")","v":""},false]
[null,null,null,"Excess heat at a constant temperature of 80 to 90 ˚C.",null,null,null,null,null,null,null,null,null,null,null,null,null,null,null,null,null,null,null,null,null,null,null,null,null,null,null,null,null,null,null,null,null,null,null,null,null,null,null,null,null,null,null,null,null,null,null,null,{"$f":"IF(BB40=TRUE,3,\"\")","v":""},false]
[null,null,null,"Straw as fuel input.",null,null,null,null,null,null,null,null,{"$f":"'Back, Additional Data'!$AX$19","v":{"$error":"#N/A"}},null,null,{"$f":"'Back, Additional Data'!$AX$17","v":16.018837116210729},null,null,null,null,null,null,null,null,null,null,null,null,null,null,null,null,null,null,null,null,null,null,null,null,null,null,null,null,null,null,null,null,null,null,null,null,{"$f":"IF(BB41=TRUE,4,\"\")","v":""},false]
[null,null,null,"Wood chips as fuel input.",null,null,null,null,null,null,null,null,null,{"$f":"'Back, Additional Data'!$AX$25","v":{"$error":"#N/A"}},null,null,null,null,null,null,null,null,null,null,null,null,null,null,null,null,null,null,null,null,null,null,null,null,null,null,null,null,null,null,null,null,null,null,null,null,null,null,{"$f":"IF(BB42=TRUE,5,\"\")","v":""},false]
[null,null,null,"RDF (Residual Derived Fuel) as fuel input. ",null,null,null,null,null,null,null,null,null,null,null,null,null,null,null,null,null,null,null,null,null,null,null,null,null,null,null,null,null,null,null,null,null,null,null,null,null,null,null,null,null,null,null,null,null,null,null,null,{"$f":"IF(BB43=TRUE,6,\"\")","v":""},false]
[null,null,null,null,null,null,null,null,null,null,null,null,null,null,null,null,null,null,null,null,null,null,null,null,null,null,null,null,null,null,null,null,null,null,null,null,null,null,null,null,null,null,null,null,null,null,null,null,null,null,null,null,{"$f":"COUNT(BA38:BA43)","v":0},"code:",{"$f":"IF(COUNTIF(BB38:BB43,TRUE)>=2,1,0)+IF(COUNTIF(BB38:BB43,TRUE)>2,1,0)","v":0}]
[null,null,null,null,null,null,null,null,null,null,null,null,null,null,null,null,null,null,null,null,null,null,null,null,null,null,null,null,null,null,null,null,null,null,null,null,null,null,null,null,null,null,null,null,null,null,null,null,null,null,null,null,null,{"$f":"BA38&BA39&BA40&BA41&BA42&BA43","v":""}]
[null,null,null,null,null,null,null,null,null,null,null,null,null,null,null,null,null,null,null,null,null,null,null,null,null,null,null,null,null,null,null,null,null,null,null,null,null,null,null,null,null,null,null,null,null,null,null,null,null,null,null,null,null,{"$f":"_xlfn.NUMBERVALUE(BB45)","v":0}]
[]
[null,null,null,null,null,null,null,null,null,null,null,null,null,null,null,null,null,null,null,null,null,null,null,null,null,null,null,null,null,null,null,null,null,null,null,null,null,null,null,null,null,null,null,null,null,null,null,null,null,null,null,null,null,null,{"$f":"IF(BB45=\"14\",1,0)+IF(BB45=\"15\",2,0)+IF(BB45=\"16\",3,0)+IF(BB45=\"24\",4,0)+IF(BB45=\"25\",5,0)+IF(BB45=\"26\",6,0)+IF(BB45=\"34\",7,0)+IF(BB45=\"35\",8,0)+IF(BB45=\"36\",9,0)+IF(BB45=\"45\",10,0)+IF(BB45=\"46\",11,0)+IF(BB45=\"56\",12,0)","v":0}]
[null,null,"Production Technologies"]
[null,null,"The energy resources selected above corresponds to the two production technologies below. Their respective share of the peak capacity in the system can be altered by either typing the desired percentage for the first production technology or by using the increase and decrease buttons. \n\nThe net heat production cost (NHPC) for each technology is illustrated in the figure on the right. As fuel prices, taxes and levies can vary each year, the NHPC might not be the same for the entire 20-year period."]
[]
[]
[]
[]
[]
[]
[null,null,{"$f":"IF(D57=\"\",\"\",1)","v":""},{"$f":"IF(BB45=\"1\",\"Heat Pump\",\"\")&IF(BB45=\"2\",\"Heat Pump\",\"\")&IF(BB45=\"3\",\"Heat Exchanger\",\"\")&IF(BB45=\"14\",\"Heat Pump\",\"\")&IF(BB45=\"15\",\"Heat Pump\",\"\")&IF(BB45=\"16\",\"Heat Pump\",\"\")&IF(BB45=\"24\",\"Heat Pump\",\"\")&IF(BB45=\"25\",\"Heat Pump\",\"\")&IF(BB45=\"26\",\"Heat Pump\",\"\")&IF(BB45=\"34\",\"Heat Exchanger\",\"\")&IF(BB45=\"35\",\"Heat Exchanger\",\"\")&IF(BB45=\"36\",\"Heat Exchanger\",\"\")&IF(BB45=\"45\",\"Straw Boiler\",\"\")&IF(BB45=\"46\",\"Straw Boiler\",\"\")&IF(BB45=\"56\",\"Wood Chip Boiler\",\"\")","v":""},null,50,"corresponding to",{"$f":"'Back, Results'!D24","v":16.018837116210729}]
[]
[null,null,{"$f":"IF(D59=\"\",\"\",2)","v":""},{"$f":"IF(BB45=\"4\",\"Straw Boiler\",\"\")&IF(BB45=\"5\",\"Wood Chips Boiler\",\"\")&IF(BB45=\"6\",\"Waste Boiler\",\"\")&IF(BB45=\"14\",\"Straw Boiler\",\"\")&IF(BB45=\"15\",\"Wood Chips Boiler\",\"\")&IF(BB45=\"16\",\"Waste Boiler\",\"\")&IF(BB45=\"24\",\"Straw Boiler\",\"\")&IF(BB45=\"25\",\"Wood Chips Boiler\",\"\")&IF(BB45=\"26\",\"Waste Boiler\",\"\")&IF(BB45=\"34\",\"Straw Boiler\",\"\")&IF(BB45=\"35\",\"Wood Chip Boiler\",\"\")&IF(BB45=\"36\",\"Waste Boiler\",\"\")&IF(BB45=\"45\",\"Wood Chip Boiler\",\"\")&IF(BB45=\"46\",\"Waste Boiler\",\"\")&IF(BB45=\"56\",\"Waste Boiler\",\"\")","v":""},null,{"$f":"100-F57","v":50},"corresponding to",{"$f":"'Back, Results'!D25","v":16.018837116210729}]
[]
[]
[]
[]
[]
[]
[null,null,"Solar Heat Panels & Heat Storage"]
[null,null,"You have the option to include solar heat panels and a large-scale heat storage in the system. To do so, click the box below and change the annual production from the solar heat panels by clicking the up and down buttons. This will decrease the production from the other to production technologies selected above, which makes the total annual district heating demand remain the same. \n\nPlease note that this system is modeled as a system operating in island mode, so the heat storage cannot be utilised by the two technologies selected above. "]
[]
[]
[]
[]
[]
[null,null,null,"Include solar heat panels and heat storage in DH system. ",null,null,null,null,null,null,null,null,null,null,null,null,null,{"$f":"'Back, Additional Data'!$AX$21","v":0},null,null,null,null,null,null,null,null,null,null,null,null,null,null,null,null,null,null,null,null,null,null,null,null,null,null,null,null,null,null,null,null,null,null,null,false]
[]
[null,null,{"$f":"IF(BB73=TRUE,\"Annual solar production is\",\"\")","v":""},null,null,{"$f":"'Back, Results'!E16","v":0},null,20,null,null,null,null,null,null,null,null,null,null,null,null,null,null,null,null,null,null,null,null,null,null,null,null,null,null,null,null,null,null,null,null,null,null,null,null,null,null,null,null,null,null,null,null,null,{"$f":"IF(BB73=TRUE,1,IF(BB73=FALSE,0,\"n/a\"))","v":0}]
[]
[null,null,null,null,null,null,null,null,null,null,null,null,null,null,null,null,null,null,null,null,null,null,null,null,null,null,null,null,null,null,null,null,null,null,null,null,null,null,null,null,null,null,null,null,null,null,null,null,null,null,null,null,null,null,null,null,null,null,null,{"$f":"F21","v":100000},{"$f":"IF(BB73=TRUE,H75/100,0)","v":0}]

{"sheet":"Results","index":2,"n_rows":204,"n_cols":20,"rows_kept":204,"cut":false,"hidden":false,"merged":[[69,2,71,18],[41,7,42,8],[3,2,7,19],[33,9,34,9],[29,9,30,9],[25,9,26,9],[24,3,24,8],[12,2,12,3],[11,2,11,3],[10,2,10,3],[18,2,20,18],[33,2,34,2],[25,2,26,2],[29,2,30,2],[32,3,32,8],[28,3,28,8],[79,3,79,8],[75,3,75,8],[76,2,77,2],[76,9,77,9],[80,2,81,2],[80,9,81,9],[122,3,123,7],[120,3,121,7],[84,2,85,2],[84,9,85,9],[83,3,83,8],[131,2,132,2],[131,9,132,9],[135,2,136,2],[135,9,136,9],[124,3,125,7],[161,3,162,7],[161,8,162,9],[38,2,39,18],[44,2,46,18],[148,2,149,18],[115,2,118,18],[120,8,121,9],[122,8,123,9],[124,8,125,9],[41,3,42,6],[96,2,96,18],[139,2,140,2],[139,9,140,9],[138,3,138,8],[134,3,134,8],[130,3,130,8],[154,8,155,9],[156,8,157,9],[154,3,155,7],[156,3,157,7],[159,3,160,7],[159,8,160,9],[199,3,200,7],[199,8,200,9],[185,2,186,2],[185,9,186,9],[188,3,188,8],[189,2,190,2],[189,9,190,9],[13,2,13,3],[195,3,196,7],[195,8,196,9],[197,3,198,7],[197,8,198,9],[174,2,176,18],[180,3,180,8],[181,2,182,2],[181,9,182,9],[184,3,184,8],[163,3,164,7],[163,8,164,9],[165,3,166,7],[165,8,166,9],[152,3,153,7],[152,8,153,9]]}
[]
[]
[]
[null,null,"On this page, the results are found. The results are based on the input parameters, which can be altered on the input-page. On the input-page, the annual district heating demand and the share of each production technology can also be varied. \n\nThe results are seperated into four sections: technical results, emission-results, financial results and damage cost. Click the desired section in the contents list below to navigate to the results you want to see."]
[]
[]
[]
[]
[]
[null,null,"Contents"]
[null,null,"Technical Results"]
[null,null,"Emission Results"]
[null,null,"Fincancial Results"]
[null,null,"Damage Cost"]
[]
[]
[]
[null,null,"Technical Results"]
[null,null,"The technical results for the system designed on the input-page are presented here. The main results for capacity, heat production and fuel consumption for the 20 years are presented below along with the district heating demand profile for the first year. This profile is the same for all 20 years, but the total annual demand decreases over the years. To see more about this, please go to the page on background data. Here you can find more information on the data used to determine the results."]
[]
[]
[]
[]
[null,null,{"$f":"'Back, Results'!D8","v":{"$error":"#N/A"}},null,null,null,null,null,null,{"$f":"'Back, Results'!D9","v":{"$error":"#N/A"}}]
[null,null,null,"Capacity"]
[null,null,{"$f":"'Back, Results'!D24","v":16.018837116210729},null,null,null,null,null,null,{"$f":"'Back, Results'!D25","v":16.018837116210729}]
[]
[]
[null,null,null,"Heat Production"]
[null,null,{"$f":"'Back, Results'!D31","v":{"$error":"#N/A"}},null,null,null,null,null,null,{"$f":"'Back, Results'!D32","v":{"$error":"#N/A"}}]
[]
[]
[null,null,null,"Fuel Consumption"]
[null,null,{"$f":"'Back, Results'!D37","v":{"$error":"#N/A"}},null,null,null,null,null,null,{"$f":"'Back, Results'!D38","v":{"$error":"#N/A"}}]
[]
[]
[]
[null,{"$f":"IF(Input!BB75=1,\"Show\",\"Hide\")","v":"Hide"}]
[null,null,"The solar heat panels and the heat storage operate in island mode. Therefore, the heat production from the solar panels depends only on the share of the total heat demand entered on the input page. The total production from the panels is given below."]
[]
[]
[null,null,null,"Solar panels heat production:",null,null,null,{"$f":"'Back, Results'!D33","v":0}]
[]
[]
[null,null,"The profile for the heat production from the solar panels is illustrated below along with the heat content in the storage. The heat storage shifts the heat production from the panels to the hours, where the panels cannot cover the demand. Therefore, it must begin the year with a heat content that ensures that the heat storage never, in theory, goes below 0 MWh, and thereby ensures that the heat storage is dimensioned to be able to, in system with the solar panels, cover the demand. "]
[]
[]
[]
[]
[]
[]
[]
[]
[]
[]
[]
[]
[]
[]
[]
[]
[]
[]
[]
[]
[null,null,null,null,null,null,null,null,null,null,null,null,null,null,null,null,null,null,null,"Back To Top ↑"]
[]
[]
[null,null,"Emission Results"]
[null,null,"The emission results are based on the fuel consumption for the two technologies in the system and the emissions presented here, are for the total 20-year period. The figure on the right-side illustrates the change in emission factors throughout the 20 years. For CO2 on the first y-axis, the unit is kg per MWh heat produced and for SO2 and NOx on the second y-axis, the unit is g per MWh produced. To see more about the conversion factors, the efficiencies and the resulting emissions for the two production technologies, please go to the page on background data. "]
[]
[]
[]
[]
[null,null,{"$f":"'Back, Results'!D8","v":{"$error":"#N/A"}},null,null,null,null,null,null,{"$f":"'Back, Results'!D9","v":{"$error":"#N/A"}}]
[null,null,null,"CO2-emissions"]
[null,null,{"$f":"'Back, Results'!D40","v":{"$error":"#N/A"}},null,null,null,null,null,null,{"$f":"'Back, Results'!D41","v":{"$error":"#N/A"}}]
[]
[]
[null,null,null,"SO2-emissions"]
[null,null,{"$f":"'Back, Results'!D44","v":{"$error":"#N/A"}},null,null,null,null,null,null,{"$f":"'Back, Results'!D45","v":{"$error":"#N/A"}}]
[]
[]
[null,null,null,"NOx-emission"]
[null,null,{"$f":"'Back, Results'!D48","v":{"$error":"#N/A"}},null,null,null,null,null,null,{"$f":"'Back, Results'!D49","v":{"$error":"#N/A"}}]
[]
[]
[]
[]
[]
[]
[]
[null,null,null,null,null,null,null,null,null,null,null,null,null,null,null,null,null,null,null,"Back To Top ↑"]
[]
[]
[null,null,"Financial Results"]
[null,null,"The net heat production cost (NHPC) for the two technologies are presented in the figures below. "]
[]
[]
[]
[]
[]
[]
[]
[]
[]
[]
[]
[]
[]
[]
[]
[]
[]
[]
[null,null,"The financial results are aggregated for the 20-year period. The cost is seperated into operation cost and investment cost and includes the cost for the two production technologies.\n\nA heat price is determined from the operation cost, the investment cost with an interest rate of 4 percent and the total heat production. This is illustrated in the cash flow figure for the 20-year period below."]
[]
[]
[]
[]
[null,null,null,{"$f":"\"Heat price for the \"&'Back, Results'!D8&\":\"","v":{"$error":"#N/A"}},null,null,null,null,{"$f":"'Back, Results'!D70","v":{"$error":"#N/A"}}]
[]
[null,null,null,{"$f":"\"Heat price for the \"&'Back, Results'!D9&\":\"","v":{"$error":"#N/A"}},null,null,null,null,{"$f":"'Back, Results'!D71","v":{"$error":"#N/A"}}]
[]
[null,null,null,"Total heat price:",null,null,null,null,{"$f":"'Back, Results'!D73","v":{"$error":"#N/A"}}]
[]
[]
[]
[]
[null,null,{"$f":"'Back, Results'!D8","v":{"$error":"#N/A"}},null,null,null,null,null,null,{"$f":"'Back, Results'!D9","v":{"$error":"#N/A"}}]
[null,null,null,"Operation Cost"]
[null,null,{"$f":"'Back, Results'!D52","v":{"$error":"#N/A"}},null,null,null,null,null,null,{"$f":"'Back, Results'!D53","v":{"$error":"#N/A"}}]
[]
[]
[null,null,null,"Investment Cost"]
[null,null,{"$f":"'Back, Results'!D58","v":{"$error":"#N/A"}},null,null,null,null,null,null,{"$f":"'Back, Results'!D59","v":{"$error":"#N/A"}}]
[]
[]
[null,null,null,"Total Cost"]
[null,null,{"$f":"'Back, Results'!D64","v":{"$error":"#N/A"}},null,null,null,null,null,null,{"$f":"'Back, Results'!D65","v":{"$error":"#N/A"}}]
[]
[]
[]
[]
[]
[]
[]
[]
[null,null,"The financial results are aggregated for the 20-year period. The cost is separated into operation cost and investment cost and includes the cost for the two production technologies. \n\nA heat price is determined from the operation cost, the investment cost with an interest rate of x percent and the total heat production. This is illustrated in the cash flow figure for the 20-year period below. "]
[]
[]
[]
[null,null,null,"Operation cost for solar & heat storage:",null,null,null,null,{"$f":"'Back, Results'!D54","v":0}]
[]
[null,null,null,"Investment cost for solar & heat storage:",null,null,null,null,{"$f":"'Back, Results'!D60","v":-1.1037262549535254}]
[]
[null,null,null,"Total Cost with solar & heat storage:",null,null,null,null,{"$f":"'Back, Results'!D68","v":{"$error":"#N/A"}}]
[]
[]
[null,null,null,{"$f":"\"Heat price for the \"&'Back, Results'!D8&\":\"","v":{"$error":"#N/A"}},null,null,null,null,{"$f":"'Back, Results'!D70","v":{"$error":"#N/A"}}]
[]
[null,null,null,{"$f":"\"Heat price for the \"&'Back, Results'!D9&\":\"","v":{"$error":"#N/A"}},null,null,null,null,{"$f":"'Back, Results'!D71","v":{"$error":"#N/A"}}]
[]
[null,null,null,"Heat Price for Solar & Heat Storage:",null,null,null,null,{"$f":"'Back, Results'!D72","v":{"$error":"#DIV/0!"}}]
[]
[null,null,null,"Total heat price:",null,null,null,null,{"$f":"'Back, Results'!D74","v":{"$error":"#N/A"}}]
[]
[]
[]
[]
[null,null,null,null,null,null,null,null,null,null,null,null,null,null,null,null,null,null,null,"Back To Top ↑"]
[]
[]
[null,null,"Damage Cost"]
[null,null,"This section presents the damage cost to society from the heating system. The damage cost in this tool is determined based on the fuel consumption and is thereby an indicator of the emissions from the heat production. "]
[]
[]
[]
[]
[null,null,{"$f":"'Back, Results'!D8","v":{"$error":"#N/A"}},null,null,null,null,null,null,{"$f":"'Back, Results'!D9","v":{"$error":"#N/A"}}]
[null,null,null,"Damage Cost"]
[null,null,{"$f":"'Back, Additional Data'!CI12","v":{"$error":"#N/A"}},null,null,null,null,null,null,{"$f":"'Back, Additional Data'!CJ12","v":{"$error":"#N/A"}}]
[]
[]
[null,null,null,"Minimum Cost"]
[null,null,{"$f":"'Back, Additional Data'!CI13","v":{"$error":"#N/A"}},null,null,null,null,null,null,{"$f":"'Back, Additional Data'!CJ13","v":{"$error":"#N/A"}}]
[]
[]
[null,null,null,"Maximum Cost"]
[null,null,{"$f":"'Back, Additional Data'!CI14","v":{"$error":"#N/A"}},null,null,null,null,null,null,{"$f":"'Back, Additional Data'!CJ14","v":{"$error":"#N/A"}}]
[]
[]
[]
[]
[]
[null,null,null,"Total damage cost:",null,null,null,null,{"$f":"C182+J182","v":{"$error":"#N/A"}}]
[]
[null,null,null,"Total minimum cost:",null,null,null,null,{"$f":"C186+J186","v":{"$error":"#N/A"}}]
[]
[null,null,null,"Total maximum cost:",null,null,null,null,{"$f":"C190+J190","v":{"$error":"#N/A"}}]
[]
[]
[]
[null,null,null,null,null,null,null,null,null,null,null,null,null,null,null,null,null,"Back To Top ↑"]

{"sheet":"Cost Optimiser","index":3,"n_rows":63,"n_cols":18,"rows_kept":63,"cut":false,"hidden":false,"merged":[[19,3,20,7],[19,8,20,9],[5,2,17,9],[22,3,23,7],[22,8,23,9],[33,12,33,16],[29,12,29,16],[27,11,27,17],[61,3,61,7],[57,3,57,7],[53,3,53,7],[49,3,49,7],[45,3,45,7],[41,3,41,7],[37,3,37,7],[33,3,33,7],[29,3,29,7],[61,12,61,16],[57,12,57,16],[53,12,53,16],[30,17,31,17],[62,11,63,11],[62,17,63,17],[46,11,47,11],[46,17,47,17],[50,11,51,11],[50,17,51,17],[54,11,55,11],[54,17,55,17],[49,12,49,16],[34,17,35,17],[58,11,59,11],[58,17,59,17],[37,12,37,16],[45,12,45,16],[62,2,63,2],[62,8,63,8],[46,2,47,2],[46,8,47,8],[50,2,51,2],[50,8,51,8],[54,2,55,2],[54,8,55,8],[58,2,59,2],[58,8,59,8],[27,2,27,8],[38,17,39,17],[42,11,43,11],[42,17,43,17],[41,12,41,16],[30,2,31,2],[30,8,31,8],[34,2,35,2],[34,8,35,8],[38,2,39,2],[38,8,39,8],[42,2,43,2],[42,8,43,8],[38,11,39,11],[30,11,31,11],[34,11,35,11]]}
[]
[]
[]
[null,null,"Cost Optimiser"]
[]
[null,null,"This cost optimiser identifies the most optimal mix of the two production technologies chosen on the input page for the annual district heating demand entered. This cost optimiser does not include the solar heat system as it is an independent heating system where only the solar panels can utilise the storage.\n\nThe cost optimiser determines the combination of the two technologies with lowest cost as illustrated in the figure to the right. This optimal solution found here will therefore be the optimal solution for any system with the selected annual district heating demand entered on the input page and the two production technologies selected. To see more about how the results are determined, please see the background data page.\n\nThe results from the cost optimiser are presented below along with the results from the original system, which was entered and specified on the input page. First, the resulting heat prices in the two systems are presented."]
[]
[]
[]
[]
[]
[]
[]
[]
[]
[]
[]
[]
[]
[null,null,null,"Original system heat price:",null,null,null,null,{"$f":"IF(Input!BB75=0,'Back, Results'!D73,'Back, Results'!D74)","v":{"$error":"#N/A"}}]
[]
[]
[null,null,null,"Optimised system heat price:",null,null,null,null,{"$f":"IF(Input!BB75=0,'Back, Results'!E73,'Back, Results'!E74)","v":{"$error":"#N/A"}}]
[]
[]
[]
[]
[null,null,"Original System",null,null,null,null,null,null,null,null,"Optimised System"]
[null,null,{"$f":"'Back, Results'!D8","v":{"$error":"#N/A"}},null,null,null,null,null,{"$f":"'Back, Results'!D9","v":{"$error":"#N/A"}},null,null,{"$f":"'Back, Results'!D8","v":{"$error":"#N/A"}},null,null,null,null,null,{"$f":"'Back, Results'!D9","v":{"$error":"#N/A"}}]
[null,null,null,"Capacity",null,null,null,null,null,null,null,null,"Capacity"]
[null,null,{"$f":"'Back, Results'!D24","v":16.018837116210729},null,null,null,null,null,{"$f":"'Back, Results'!D25","v":16.018837116210729},null,null,{"$f":"'Back, Results'!E24","v":{"$error":"#N/A"}},null,null,null,null,null,{"$f":"'Back, Results'!E25","v":{"$error":"#N/A"}}]
[]
[]
[null,null,null,"Heat Production",null,null,null,null,null,null,null,null,"Heat Production"]
[null,null,{"$f":"'Back, Results'!D31","v":{"$error":"#N/A"}},null,null,null,null,null,{"$f":"'Back, Results'!D32","v":{"$error":"#N/A"}},null,null,{"$f":"'Back, Results'!E31","v":{"$error":"#N/A"}},null,null,null,null,null,{"$f":"'Back, Results'!E32","v":{"$error":"#N/A"}}]
[]
[]
[null,null,null,"Fuel Consumption",null,null,null,null,null,null,null,null,"Fuel Consumption"]
[null,null,{"$f":"'Back, Results'!D37","v":{"$error":"#N/A"}},null,null,null,null,null,{"$f":"'Back, Results'!D38","v":{"$error":"#N/A"}},null,null,{"$f":"'Back, Results'!E37","v":{"$error":"#N/A"}},null,null,null,null,null,{"$f":"'Back, Results'!E38","v":{"$error":"#N/A"}}]
[]
[]
[null,null,null,"CO2-emissions",null,null,null,null,null,null,null,null,"CO2-emissions"]
[null,null,{"$f":"'Back, Results'!D40","v":{"$error":"#N/A"}},null,null,null,null,null,{"$f":"'Back, Results'!D41","v":{"$error":"#N/A"}},null,null,{"$f":"'Back, Results'!E40","v":{"$error":"#N/A"}},null,null,null,null,null,{"$f":"'Back, Results'!E41","v":{"$error":"#N/A"}}]
[]
[]
[null,null,null,"SO2-emissions",null,null,null,null,null,null,null,null,"SO2-emissions"]
[null,null,{"$f":"'Back, Results'!D44","v":{"$error":"#N/A"}},null,null,null,null,null,{"$f":"'Back, Results'!D45","v":{"$error":"#N/A"}},null,null,{"$f":"'Back, Results'!E44","v":{"$error":"#N/A"}},null,null,null,null,null,{"$f":"'Back, Results'!E45","v":{"$error":"#N/A"}}]
[]
[]
[null,null,null,"NOx-emission",null,null,null,null,null,null,null,null,"NOx-emission"]
[null,null,{"$f":"'Back, Results'!D48","v":{"$error":"#N/A"}},null,null,null,null,null,{"$f":"'Back, Results'!D49","v":{"$error":"#N/A"}},null,null,{"$f":"'Back, Results'!E48","v":{"$error":"#N/A"}},null,null,null,null,null,{"$f":"'Back, Results'!E49","v":{"$error":"#N/A"}}]
[]
[]
[null,null,null,"Operation Cost",null,null,null,null,null,null,null,null,"Operation Cost"]
[null,null,{"$f":"'Back, Results'!D52","v":{"$error":"#N/A"}},null,null,null,null,null,{"$f":"'Back, Results'!D53","v":{"$error":"#N/A"}},null,null,{"$f":"'Back, Results'!E53","v":{"$error":"#N/A"}},null,null,null,null,null,{"$f":"'Back, Results'!E52","v":{"$error":"#N/A"}}]
[]
[]
[null,null,null,"Investment Cost",null,null,null,null,null,null,null,null,"Investment Cost"]
[null,null,{"$f":"'Back, Results'!D58","v":{"$error":"#N/A"}},null,null,null,null,null,{"$f":"'Back, Results'!D59","v":{"$error":"#N/A"}},null,null,{"$f":"'Back, Results'!E58","v":{"$error":"#N/A"}},null,null,null,null,null,{"$f":"'Back, Results'!E59","v":{"$error":"#N/A"}}]
[]
[]
[null,null,null,"Total Cost",null,null,null,null,null,null,null,null,"Total Cost"]
[null,null,{"$f":"'Back, Results'!D64","v":{"$error":"#N/A"}},null,null,null,null,null,{"$f":"'Back, Results'!D65","v":{"$error":"#N/A"}},null,null,{"$f":"'Back, Results'!E64","v":{"$error":"#N/A"}},null,null,null,null,null,{"$f":"'Back, Results'!E65","v":{"$error":"#N/A"}}]

{"sheet":"Background Data","index":4,"n_rows":14,"n_cols":3,"rows_kept":14,"cut":false,"hidden":false,"merged":[[3,2,4,22],[13,2,13,5],[12,2,12,5],[11,2,11,5],[10,2,10,5],[9,2,9,5],[8,2,8,5],[7,2,7,5]]}
[]
[]
[]
[null,null,"Here, the background data for the tool can be found. The data is gathered in the background sheets listed below."]
[]
[]
[null,null,"Contents"]
[null,null,"Combined Results"]
[null,null,"Solar Heat & Heat Storage"]
[null,null,"Cost Optimiser"]
[null,null,"Peak Capacity"]
[null,null,"Regression Model"]
[null,null,"Data Illustrations"]
[null,null,"Additional Data"]

{"sheet":"Contact","index":5,"n_rows":24,"n_cols":7,"rows_kept":24,"cut":false,"hidden":false,"merged":[]}
[]
[]
[]
[null,null,"This is the team behind the Green District Heating Systems Tool."]
[]
[]
[]
[null,null,null,null,null,"Emil Rysholt"]
[null,null,null,null,null,"Cand. polyt in Energy Technology"]
[]
[]
[null,null,null,null,null,null,"emilrysholt@hotmail.com"]
[]
[null,null,null,null,null,null,"61 69 26 17"]
[]
[]
[]
[null,null,null,null,null,"Mathias Callø Gjøl"]
[null,null,null,null,null,"Cand. polyt in Energy Technology"]
[]
[]
[null,null,null,null,null,null,"mathiasgjoel@hotmail.com"]
[]
[null,null,null,null,null,null,"31 51 34 54"]

{"sheet":"-","index":6,"n_rows":0,"n_cols":0,"rows_kept":0,"cut":false,"hidden":false,"merged":[]}

{"sheet":"Back, Results","index":7,"n_rows":74,"n_cols":5,"rows_kept":74,"cut":false,"hidden":false,"merged":[[128,5,129,5],[119,5,120,5],[122,5,123,5],[125,5,126,5],[113,5,114,5],[116,5,117,5],[17,1,17,2],[14,1,14,2],[15,1,15,2],[68,1,68,4],[38,1,38,4],[62,1,62,4],[56,1,56,4],[50,1,50,4],[22,1,22,4],[29,1,29,4],[26,1,26,4],[19,1,19,2],[18,1,18,2],[6,1,6,2],[151,1,151,2],[139,1,139,2],[105,1,105,2],[145,1,145,2],[111,1,111,2],[128,1,128,2],[133,1,133,2],[122,1,122,2],[118,1,118,2],[76,1,76,2],[10,1,10,2],[12,1,12,2],[11,1,11,2],[9,1,9,2],[35,1,35,4],[56,6,57,6],[56,8,57,8],[3,1,4,8],[99,1,99,2],[77,1,77,2],[72,5,73,5],[87,5,88,5],[84,5,85,5],[81,5,82,5],[93,1,93,2],[78,5,79,5],[75,5,76,5],[88,1,88,2],[83,1,83,2],[46,1,46,4],[42,1,42,4]]}
[]
[]
[]
[null,"This sheet contains all the results from both the original system, as it is designed on the input page, and the optimised system, as it is defined by the cost optimiser. "]
[]
[]
[null,"Simulation number:",null,{"$f":"VLOOKUP(Input!BB46,'Back, Additional Data'!G12:H23,2,FALSE)","v":{"$error":"#N/A"}}]
[null,"Prod 1:",null,{"$f":"VLOOKUP(D7,'Back, Additional Data'!B12:D23,2,FALSE)","v":{"$error":"#N/A"}}]
[null,"Prod 2:",null,{"$f":"VLOOKUP(D7,'Back, Additional Data'!B12:D23,3,FALSE)","v":{"$error":"#N/A"}}]
[null,"Prod 1 code:",null,{"$f":"$D$7&\", \"&$D$20","v":{"$error":"#N/A"}}]
[null,"Prod 2 code:",null,{"$f":"$D$7&\", \"&$D$19","v":{"$error":"#N/A"}}]
[null,"Prod 1 ID:",null,{"$f":"INDEX('Back, Additional Data'!K12:K17,MATCH(D8,'Back, Additional Data'!L12:L17,0))","v":{"$error":"#N/A"}}]
[null,"Prod 2 ID:",null,{"$f":"INDEX('Back, Additional Data'!K12:K17,MATCH(D9,'Back, Additional Data'!L12:L17,0))","v":{"$error":"#N/A"}}]
[]
[null,"Annual heat demand:",null,{"$f":"Input!F21","v":100000}]
[null,"Solar heat & storage share:",null,{"$f":"Input!BI77","v":0},{"$f":"D15*D16","v":0}]
[null,"Peak capacity incl. solar heat:",null,{"$f":"('Back, Peak Capacity'!V15*D15+'Back, Peak Capacity'!V16)*1.1","v":32.037674232421459}]
[null,"Peak capacity excl. solar heat:",null,{"$f":"('Back, Peak Capacity'!V15*(D15-E16)+'Back, Peak Capacity'!V16)*1.1","v":32.037674232421459}]
[null,"Prod 1 capacity:",null,{"$f":"Input!F57/100","v":0.5}]
[null,"Prod 2 capacity:",null,{"$f":"1-D19","v":0.5}]
[]
[null,null,"Unit","Original System","Optimised System"]
[null,"Capacity"]
[null,"Prod 1","[MW]",{"$f":"D19*$D$18","v":16.018837116210729},{"$f":"'Back, Optimiser'!D12","v":{"$error":"#N/A"}}]
[null,"Prod 2","[MW]",{"$f":"D20*$D$18","v":16.018837116210729},{"$f":"'Back, Optimiser'!D13","v":{"$error":"#N/A"}}]
[null,"Total","[MW]",{"$f":"SUM(D24:D25)","v":32.037674232421459},{"$f":"SUM(E24:E25)","v":{"$error":"#N/A"}}]
[null,"Efficiency"]
[null,"Prod 1","[%]",{"$f":"VLOOKUP(D12,'Back, Additional Data'!O12:Q17,3,FALSE)","v":{"$error":"#N/A"}},{"$f":"VLOOKUP(D12,'Back, Additional Data'!O12:Q17,3,FALSE)","v":{"$error":"#N/A"}}]
[null,"Prod 2","[%]",{"$f":"VLOOKUP(D13,'Back, Additional Data'!O12:Q17,3,FALSE)","v":{"$error":"#N/A"}},{"$f":"VLOOKUP(D13,'Back, Additional Data'!O12:Q17,3,FALSE)","v":{"$error":"#N/A"}}]
[null,"Heat Production"]
[null,"Prod 1","[MWh]",{"$f":"IF(VLOOKUP(D10,prod_1_heat_production_table,4,FALSE)*D25+VLOOKUP(D10,prod_1_heat_production_table,5,FALSE)<0,0,VLOOKUP(D10,prod_1_heat_production_table,4,FALSE)*D25+VLOOKUP(D10,prod_1_heat_production_table,5,FALSE))","v":{"$error":"#N/A"}},{"$f":"'Back, Optimiser'!D16","v":{"$error":"#N/A"}}]
[null,"Prod 2","[MWh]",{"$f":"IF(VLOOKUP(D11,prod_2_heat_production_table,4,FALSE)*D24+VLOOKUP(D11,prod_2_heat_production_table,5,FALSE)<0,0,VLOOKUP(D11,prod_2_heat_production_table,4,FALSE)*D24+VLOOKUP(D11,prod_2_heat_production_table,5,FALSE))","v":{"$error":"#N/A"}},{"$f":"'Back, Optimiser'!D17","v":{"$error":"#N/A"}}]
[null,"Solar Heat","[MWh]",{"$f":"'Back, Solar'!AB12","v":0},{"$f":"'Back, Solar'!AB12","v":0}]
[null,"Total excl. solar","[MWh]",{"$f":"D31+D32","v":{"$error":"#N/A"}},{"$f":"E31+E32","v":{"$error":"#N/A"}}]
[null,"Total incl. solar",null,{"$f":"D34+D33","v":{"$error":"#N/A"}},{"$f":"E34+E33","v":{"$error":"#N/A"}}]
[null,"Fuel Consumption"]
[null,"Prod 1","[MWh]",{"$f":"D31/(D28/100)","v":{"$error":"#N/A"}},{"$f":"E31/(E28/100)","v":{"$error":"#N/A"}}]
[null,"Prod 2","[MWh]",{"$f":"D32/(D29/100)","v":{"$error":"#N/A"}},{"$f":"E32/(E29/100)","v":{"$error":"#N/A"}}]
[null,"CO2-emission"]
[null,"Prod 1","[kg]",{"$f":"VLOOKUP(D12,'Back, Additional Data'!S13:W18,3,FALSE)*D37","v":{"$error":"#N/A"}},{"$f":"VLOOKUP(D12,'Back, Additional Data'!S13:W18,3,FALSE)*E37","v":{"$error":"#N/A"}}]
[null,"Prod 2","[kg]",{"$f":"VLOOKUP(D13,'Back, Additional Data'!S13:W18,3,FALSE)*D38","v":{"$error":"#N/A"}},{"$f":"VLOOKUP(D13,'Back, Additional Data'!S13:W18,3,FALSE)*E38","v":{"$error":"#N/A"}}]
[null,"Total","[kg]",{"$f":"D40+D41","v":{"$error":"#N/A"}},{"$f":"E40+E41","v":{"$error":"#N/A"}}]
[null,"SO2-emission"]
[null,"Prod 1","[kg]",{"$f":"VLOOKUP(D12,'Back, Additional Data'!S13:W18,4,FALSE)*D37/1000","v":{"$error":"#N/A"}},{"$f":"VLOOKUP(D12,'Back, Additional Data'!S13:W18,4,FALSE)*E37/1000","v":{"$error":"#N/A"}}]
[null,"Prod 2","[kg]",{"$f":"VLOOKUP(D13,'Back, Additional Data'!S13:W18,4,FALSE)*D38/1000","v":{"$error":"#N/A"}},{"$f":"VLOOKUP(D13,'Back, Additional Data'!S13:W18,4,FALSE)*E38/1000","v":{"$error":"#N/A"}}]
[null,"Total","[kg]",{"$f":"D44+D45","v":{"$error":"#N/A"}},{"$f":"E44+E45","v":{"$error":"#N/A"}}]
[null,"NOx-emission"]
[null,"Prod 1","[kg]",{"$f":"VLOOKUP(D12,'Back, Additional Data'!S13:W18,5,FALSE)*D37/1000","v":{"$error":"#N/A"}},{"$f":"VLOOKUP(D12,'Back, Additional Data'!S13:W18,5,FALSE)*E37/1000","v":{"$error":"#N/A"}}]
[null,"Prod 2","[kg]",{"$f":"VLOOKUP(D13,'Back, Additional Data'!S13:W18,5,FALSE)*D38/1000","v":{"$error":"#N/A"}},{"$f":"VLOOKUP(D13,'Back, Additional Data'!S13:W18,5,FALSE)*E38/1000","v":{"$error":"#N/A"}}]
[null,"Total","[kg]",{"$f":"D48+D49","v":{"$error":"#N/A"}},{"$f":"E48+E49","v":{"$error":"#N/A"}}]
[null,"Operation Cost"]
[null,"Prod 1","[DKK]",{"$f":"IF(VLOOKUP(D10,prod_1_operation_cost_table,4,FALSE)*D25+VLOOKUP(D10,prod_1_operation_cost_table,5,FALSE)<0,0,VLOOKUP(D10,prod_1_operation_cost_table,4,FALSE)*D25+VLOOKUP(D10,prod_1_operation_cost_table,5,FALSE))+'Back, Additional Data'!AU20","v":{"$error":"#N/A"}},{"$f":"'Back, Optimiser'!D20","v":{"$error":"#N/A"}}]
[null,"Prod 2","[DKK]",{"$f":"IF(VLOOKUP(D11,prod_2_operation_cost_table,4,FALSE)*D24+VLOOKUP(D11,prod_2_operation_cost_table,5,FALSE)<0,0,VLOOKUP(D11,prod_2_operation_cost_table,4,FALSE)*D24+VLOOKUP(D11,prod_2_operation_cost_table,5,FALSE))+'Back, Additional Data'!AU21","v":{"$error":"#N/A"}},{"$f":"'Back, Optimiser'!D21","v":{"$error":"#N/A"}}]
[null,"Solar Heat","[DKK]",{"$f":"'Back, Solar'!AB14","v":0},{"$f":"'Back, Solar'!AB14","v":0}]
[null,"Total excl. solar","[DKK]",{"$f":"D52+D53","v":{"$error":"#N/A"}},{"$f":"E52+E53","v":{"$error":"#N/A"}}]
[null,"Total incl. solar","[DKK]",{"$f":"D55+D54","v":{"$error":"#N/A"}},{"$f":"E55+E54","v":{"$error":"#N/A"}}]
[null,"Investment Cost"]
[null,"Prod 1","[DKK]",{"$f":"'Back, Additional Data'!BI13","v":{"$error":"#N/A"}},{"$f":"'Back, Optimiser'!D24","v":{"$error":"#N/A"}}]
[null,"Prod 2","[DKK]",{"$f":"'Back, Additional Data'!BL13","v":{"$error":"#N/A"}},{"$f":"'Back, Optimiser'!D25","v":{"$error":"#N/A"}}]
[null,"Solar Heat","[DKK]",{"$f":"'Back, Additional Data'!BS13","v":-1.1037262549535254},{"$f":"'Back, Solar'!AB15","v":-1.1037262549535254}]
[null,"Total excl. solar","[DKK]",{"$f":"D58+D59","v":{"$error":"#N/A"}},{"$f":"E58+E59","v":{"$error":"#N/A"}}]
[null,"Total incl. solar","[DKK]",{"$f":"D61+D60","v":{"$error":"#N/A"}},{"$f":"E61+E60","v":{"$error":"#N/A"}}]
[null,"Total Cost"]
[null,"Prod 1","[DKK]",{"$f":"D52+D58","v":{"$error":"#N/A"}},{"$error":"#N/A"}]
[null,"Prod 2","[DKK]",{"$error":"#N/A"},{"$error":"#N/A"}]
[null,"Solar Heat","[DKK]",-1.1037262549535254,-1.1037262549535254]
[null,"Total excl. solar","[DKK]",{"$f":"D64+D65","v":{"$error":"#N/A"}},{"$f":"E64+E65","v":{"$error":"#N/A"}}]
[null,"Total incl. solar",null,{"$f":"D67+D66","v":{"$error":"#N/A"}},{"$f":"E67+E66","v":{"$error":"#N/A"}}]
[null,"Heat Price"]
[null,"Prod 1","[DKK/MWh]",{"$f":"D64/D31","v":{"$error":"#N/A"}},{"$f":"E64/E31","v":{"$error":"#N/A"}}]
[null,"Prod 2","[DKK/MWh]",{"$f":"D65/D32","v":{"$error":"#N/A"}},{"$f":"E65/E32","v":{"$error":"#N/A"}}]
[null,"Solar Heat","[DKK/MWh]",{"$f":"D66/D33","v":{"$error":"#DIV/0!"}},{"$f":"D66/D33","v":{"$error":"#DIV/0!"}}]
[null,"Total excl. solar","[DKK/MWh]",{"$f":"D67/D34","v":{"$error":"#N/A"}},{"$f":"E67/E34","v":{"$error":"#N/A"}}]
[null,"Total incl. solar","[DKK/MWh]",{"$f":"D68/D35","v":{"$error":"#N/A"}},{"$f":"E68/E35","v":{"$error":"#N/A"}}]

{"sheet":"Back, Solar","index":8,"n_rows":8772,"n_cols":35,"rows_kept":4500,"cut":true,"hidden":false,"merged":[[33,26,34,26],[28,26,28,28],[9,17,10,17],[9,18,10,18],[9,23,9,24],[9,21,9,22],[9,20,10,20],[24,26,25,26],[3,1,5,14],[19,1,19,2],[9,4,9,5],[9,30,10,30],[18,26,18,28],[9,1,9,2],[9,6,9,7],[9,11,10,11],[9,10,10,10],[9,9,10,9],[9,16,10,16],[9,14,10,14],[9,13,10,13],[9,12,10,12],[9,15,10,15]],"bounds":{"rows_first":2000,"rows_last":500,"rows_between":2000,"halvings":0}}
[]
[]
[]
[null,"This sheet contains the data for the system with the solar heat panels and the heat storage. "]
[]
[]
[]
[]
[]
[null,"Solar Heat",null,null,"Solar Heat",null,"Thermal Storage",null,null,"Hour","Normalised Demand","Demand Profile","Normalised Solar","Solar Production","Solar delivery","Excess solar production","Storage delivery","Storage Content (no start)","Storage Content",null,"Year","Variable O&M",null,"Fixed O&M",null,null,"Annual demand:",{"$f":"'Back, Results'!E16","v":0},"MWh",null,"System","Storage","Solar","Relation","Number of"]
[null,"[m2]","[MWh]",null,"[m2]","[MWh]","[m3]","[MWh]",null,null,null,null,null,null,null,null,null,null,null,null,null,null,"[DKK]",null,"[DKK]",null,"Lifetime:",20,"years",null,null,"[m3]","[m2]","[m3/m2]","football fields"]
[null,25000,9982,null,1000,{"$f":"$C$16*E12+$C$17","v":399.31133333333287},2000,{"$f":"$C$26*G12+$C$27","v":92.708057142857243},null,null,null,"[MWh]",null,"[MWh]","[MWh]","[MWh]","[MWh]","[MWh]","[MWh]",null,1,1.61,{"$f":"V12*$AB$20","v":0},0.67,{"$f":"X12*$AB$20","v":0},null,"Heat production:",{"$f":"AB10*AB11","v":0},"MWh",null,"Your system",{"$f":"AB31","v":-5.0000000001091394E-3},{"$f":"AB22","v":-3.3333333332848269E-2},{"$f":"AF12/AG12","v":0.15000000000545696},{"$f":"AG12/7140","v":-4.6685340802308498E-6}]
[null,50000,19963.900000000001,null,2000,798.58933333333289,4000,185.41111428571438,null,1,2.0323219775328699E-4,{"$f":"K13*$AB$10","v":0},0,{"$f":"M13*$AB$10","v":0},{"$f":"IF(N13>L13,L13,N13)","v":0},{"$f":"IF(L13<N13,N13-L13,0)","v":0},{"$f":"L13-N13","v":0},{"$f":"0-Q13","v":0},{"$f":"ABS(MIN(R13:R8797))","v":0},null,2,1.66,0,0.66,0,null,"Operation hours:",{"$f":"COUNTIF(N13:N8772,\">0\")*AB11","v":0},"hours",null,"Vojens",203000,70000,2.9,9.8039215686274517]
[null,75000,29945.9,null,3000,1197.8673333333329,6000,278.11417142857152,null,2,2.011322215641097E-4,0,0,0,0,0,0,{"$f":"R13-Q14","v":0},{"$f":"S13-Q14","v":0},null,3,1.72,0,0.65,0,null,"Operation cost:",{"$f":"AB23+AB24+AB32+AB33","v":0},"DKK",null,"Gram",122000,44836,2.7210277455616021,6.2795518207282912]
[null,null,null,null,4000,1597.1453333333329,8000,370.81722857142864,null,3,1.9903224537493269E-4,0,0,0,0,0,0,0,0,null,4,1.77,0,0.65,0,null,"Investment cost:",{"$f":"AB26+AB35","v":-1.1037262549535254},"DKK",null,"Toftlund",85000,26000,3.2692307692307692,3.6414565826330532]
[null,"a:",{"$f":"SLOPE(C12:C14,B12:B14)","v":0.39927800000000002},null,5000,1996.4233333333329,10000,463.52028571428576,null,4,1.955322850596377E-4,0,0,0,0,0,0,0,0,null,5,1.82,0,0.64,0,null,"Total cost:",{"$f":"AB14+AB15","v":-1.1037262549535254},"DKK",null,"Dronninglund",62000,37573,1.6501210975966785,5.2623249299719888]
[null,"b:",{"$f":"INTERCEPT(C12:C14,B12:B14)","v":3.3333333332848269E-2},null,6000,2395.701333333333,12000,556.22334285714294,null,5,1.8713238030292976E-4,0,0,0,0,0,0,0,0,null,6,1.87,0,0.63,0,null,"Heat Price:",{"$f":"AB16/(AB10*AB11)","v":{"$error":"#DIV/0!"}},"DKK/MWh",null,"Marstal",75000,33000,2.2727272727272729,4.6218487394957979]
[null,"R2:",{"$f":"1-(SUM((C12-F36)^2+(C13-F61)^2+(C14-F86)^2)/((COUNT(B12:B14)-1)*_xlfn.VAR.S(C12:C14)))","v":0.99999999999163647},null,7000,2794.9793333333332,14000,648.92640000000006,null,6,1.8083245173539881E-4,0,0,0,0,0,0,0,0,null,7,1.92,0,0.62,0]
[null,null,null,null,8000,3194.257333333333,16000,741.62945714285718,null,7,1.7523251523092684E-4,0,0,0,0,0,0,0,0,null,8,1.98,0,0.62,0,null,"Solar Heat"]
[null,"Heat Storage",null,null,9000,3593.5353333333333,18000,834.3325142857143,null,8,1.7173255491563185E-4,0,0,0,0,0,0,0,0,null,9,2.0299999999999998,0,0.61,0,null,"Solar production:",{"$f":"SUM(N13:N8797)","v":0},"MWh"]
[null,"[m3]","[MWh]",null,10000,3992.813333333333,20000,927.03557142857142,null,9,1.7313253904174984E-4,0,0,0,0,0,0,0,0,null,10,2.08,0,0.6,0,null,"Capacity:",{"$f":"MAX(N13:N8772)","v":0},"MW"]
[null,50000,2317.58,null,11000,4392.0913333333328,22000,1019.7386285714285,null,10,1.7173255491563185E-4,0,0,0,0,0,0,0,0,null,11,2.13,0,0.6,0,null,"Solar area:",{"$f":"(AB20/C16)-C17","v":-3.3333333332848269E-2},"m2"]
[null,100000,4635.16,null,12000,4791.3693333333331,24000,1112.4416857142858,null,11,1.6753260253727788E-4,0,0,0,0,0,0,0,0,null,12,2.1800000000000002,0,0.6,0,null,"Fixed O&M:",{"$f":"$Y$32","v":0},"DKK"]
[null,200000,9270.31,null,13000,5190.6473333333333,26000,1205.1447428571428,null,12,1.612326739697469E-4,0,2.5821117349213835E-4,0,0,0,0,0,0,null,13,2.2400000000000002,0,0.6,0,null,"Variable O&M:",{"$f":"$W$32","v":0},"DKK"]
[null,null,null,null,14000,5589.9253333333336,28000,1297.8478,null,13,1.5493274540221596E-4,0,0,0,0,0,0,0,0,null,14,2.29,0,0.6,0,null,"Investment cost:",2942,"DKK/MWh/year"]
[null,"a:",{"$f":"SLOPE(C22:C24,B22:B24)","v":4.6351528571428567E-2},null,15000,5989.2033333333329,30000,1390.550857142857,null,14,1.5283276921303896E-4,0,0,0,0,0,0,0,0,null,15,2.34,0,0.6,0,null,null,{"$f":"PMT(AB38,AB39,-1*AB25*AB20,0)*AB39","v":0},"DKK"]
[null,"b:",{"$f":"INTERCEPT(C22:C24,B22:B24)","v":5.0000000001091394E-3},null,16000,6388.4813333333332,32000,1483.2539142857142,null,15,1.5283276921303896E-4,0,0,0,0,0,0,0,0,null,16,2.39,0,0.6,0,null,"Total cost:",{"$f":"AB26+AB24+AB23","v":0},"DKK"]
[null,"R2:",{"$f":"1-(SUM((C22-H36)^2+(C23-H61)^2+(C24-H111)^2)/((COUNT(B22:B24)-1)*_xlfn.VAR.S(C22:C24)))","v":0.99999999999971501},null,17000,6787.7593333333334,34000,1575.9569714285715,null,16,1.5213277714997998E-4,0,0,0,0,0,0,0,0,null,17,2.4500000000000002,0,0.6,0]
[null,null,null,null,18000,7187.0373333333337,36000,1668.6600285714285,null,17,1.5143278508692097E-4,0,0,0,0,0,0,0,0,null,18,2.5,0,0.6,0,null,"Thermal Storage"]
[null,null,null,null,19000,7586.315333333333,38000,1761.3630857142857,null,18,1.5003280096080297E-4,0,0,0,0,0,0,0,0,null,19,2.5499999999999998,0,0.6,0,null,"Storage capacity:",{"$f":"MAX(S13:S8797)","v":0},"MWh"]
[null,null,null,null,20000,7985.5933333333332,40000,1854.0661428571427,null,19,1.5003280096080297E-4,0,0,0,0,0,0,0,0,null,20,2.6,0,0.6,0,null,"Storage size:",{"$f":"(AB30/C26)-C27","v":-5.0000000001091394E-3},"m3"]
[null,null,null,null,21000,8384.8713333333326,42000,1946.7692,null,20,1.5563273746527491E-4,0,0,0,0,0,0,0,0,null,"Total:",null,{"$f":"SUM(W12:W31)","v":0},null,{"$f":"SUM(Y12:Y31)","v":0},null,"Fixed O&M:",0,"DKK/MWh"]
[null,null,null,null,22000,8784.1493333333328,44000,2039.472257142857,null,21,1.5703272159139296E-4,0,0,0,0,0,0,0,0,null,null,null,null,null,null,null,"Variable O&M",0,"DKK/MW-th"]
[null,null,null,null,23000,9183.4273333333331,46000,2132.1753142857142,null,22,1.5283276921303896E-4,0,0,0,0,0,0,0,0,null,null,null,null,null,null,null,"Investment cost:",150,"DKK/m3"]
[null,null,null,null,24000,9582.7053333333333,48000,2224.8783714285714,null,23,1.4513285651938999E-4,0,0,0,0,0,0,0,0,null,null,null,null,null,null,null,null,{"$f":"PMT(AB38,AB39,-1*AB34*AB31,0)*AB39","v":-1.1037262549535254},"DKK"]
[null,null,null,null,25000,9981.9833333333336,50000,2317.5814285714287,null,24,1.4723283270856699E-4,0,0,0,0,0,0,0,0,null,null,null,null,null,null,null,"Total cost:",{"$f":"AB35+AB33+AB32","v":-1.1037262549535254},"DKK"]
[null,null,null,null,26000,10381.261333333334,52000,2410.2844857142854,null,25,1.5003280096080297E-4,0,0,0,0,0,0,0,0]
[null,null,null,null,27000,10780.539333333334,54000,2502.9875428571427,null,26,1.5423275333915695E-4,0,0,0,0,0,0,0,0,null,null,null,null,null,null,null,"Interest rate:",{"$f":"'Back, Additional Data'!BF14","v":0.04}]
[null,null,null,null,28000,11179.817333333334,56000,2595.6905999999999,null,27,1.591326977805699E-4,0,0,0,0,0,0,0,0,null,null,null,null,null,null,null,"Years:",20,"years"]
[null,null,null,null,29000,11579.095333333333,58000,2688.3936571428571,null,28,1.612326739697469E-4,0,0,0,0,0,0,0,0]
[null,null,null,null,30000,11978.373333333333,60000,2781.0967142857139,null,29,1.6543262634810091E-4,0,0,0,0,0,0,0,0]
[null,null,null,null,31000,12377.651333333333,62000,2873.7997714285711,null,30,1.7243254697869089E-4,0,0,0,0,0,0,0,0]
[null,null,null,null,32000,12776.929333333333,64000,2966.5028285714284,null,31,1.7313253904174984E-4,0,0,0,0,0,0,0,0]
[null,null,null,null,33000,{"$f":"$C$16*E44+$C$17","v":13176.207333333334},66000,{"$f":"$C$26*G44+$C$27","v":3059.2058857142856},null,32,1.7733249142010382E-4,0,0,0,0,0,0,0,0]
[null,null,null,null,34000,13575.485333333334,68000,3151.9089428571428,null,33,1.8363241998763476E-4,0,0,0,0,0,0,0,0]
[null,null,null,null,35000,13974.763333333334,70000,3244.6119999999996,null,34,1.8293242792457581E-4,0,0,0,0,0,0,0,0]
[null,null,null,null,36000,14374.041333333334,72000,3337.3150571428569,null,35,1.7383253110480885E-4,0,1.7921446094238262E-4,0,0,0,0,0,0]
[null,null,null,null,37000,14773.319333333333,74000,3430.0181142857141,null,36,1.6543262634810091E-4,0,4.853527235160499E-4,0,0,0,0,0,0]
[null,null,null,null,38000,15172.597333333333,76000,3522.7211714285713,null,37,1.612326739697469E-4,0,6.0301791549727138E-4,0,0,0,0,0,0]
[null,null,null,null,39000,15571.875333333333,78000,3615.4242285714286,null,38,1.605326819066879E-4,0,5.1957344878792149E-4,0,0,0,0,0,0]
[null,null,null,null,40000,15971.153333333334,80000,3708.1272857142853,null,39,1.6193266603280591E-4,0,2.3683068751312889E-4,0,0,0,0,0,0]
[null,null,null,null,41000,16370.431333333334,82000,3800.8303428571426,null,40,1.7663249935704484E-4,0,0,0,0,0,0,0,0]
[null,null,null,null,42000,16769.709333333332,84000,3893.5333999999998,null,41,1.976322612488147E-4,0,0,0,0,0,0,0,0]
[null,null,null,null,43000,17168.987333333334,86000,3986.236457142857,null,42,1.9903224537493269E-4,0,0,0,0,0,0,0,0]
[null,null,null,null,44000,17568.265333333333,88000,4078.9395142857138,null,43,1.9623227712269674E-4,0,0,0,0,0,0,0,0]
[null,null,null,null,45000,17967.543333333335,90000,4171.6425714285715,null,44,1.9273231680740175E-4,0,0,0,0,0,0,0,0]
[null,null,null,null,46000,18366.821333333333,92000,4264.3456285714283,null,45,2.0253220569022769E-4,0,0,0,0,0,0,0,0]
[null,null,null,null,47000,18766.099333333335,94000,4357.0486857142851,null,46,2.0883213425775863E-4,0,0,0,0,0,0,0,0]
[null,null,null,null,48000,19165.377333333334,96000,4449.7517428571427,null,47,2.1023211838387662E-4,0,0,0,0,0,0,0,0]
[null,null,null,null,49000,19564.655333333332,98000,4542.4547999999995,null,48,2.1303208663611261E-4,0,0,0,0,0,0,0,0]
[null,null,null,null,50000,19963.933333333334,100000,4635.1578571428572,null,49,2.1023211838387662E-4,0,0,0,0,0,0,0,0]
[null,null,null,null,51000,20363.211333333333,102000,4727.860914285714,null,50,2.0743215013164067E-4,0,0,0,0,0,0,0,0]
[null,null,null,null,52000,20762.489333333335,104000,4820.5639714285708,null,51,2.0673215806858166E-4,0,0,0,0,0,0,0,0]
[null,null,null,null,53000,21161.767333333333,106000,4913.2670285714285,null,52,2.0463218187940469E-4,0,0,0,0,0,0,0,0]
[null,null,null,null,54000,21561.045333333335,108000,5005.9700857142852,null,53,1.9903224537493269E-4,0,0,0,0,0,0,0,0]
[null,null,null,null,55000,21960.323333333334,110000,5098.6731428571429,null,54,1.9063234061822475E-4,0,0,0,0,0,0,0,0]
[null,null,null,null,56000,22359.601333333336,112000,5191.3761999999997,null,55,1.8013245967233983E-4,0,0,0,0,0,0,0,0]
[null,null,null,null,57000,22758.879333333334,114000,5284.0792571428565,null,56,1.7033257078951389E-4,0,0,0,0,0,0,0,0]
[null,null,null,null,58000,23158.157333333333,116000,5376.7823142857142,null,57,1.6403264222198289E-4,0,0,0,0,0,0,0,0]
[null,null,null,null,59000,23557.435333333335,118000,5469.4853714285709,null,58,1.5283276921303896E-4,0,0,0,0,0,0,0,0]
[null,null,null,null,60000,23956.713333333333,120000,5562.1884285714277,null,59,1.5073279302386196E-4,0,0,0,0,0,0,0,0]
[null,null,null,null,61000,24355.991333333335,122000,5654.8914857142854,null,60,1.4303288033021302E-4,0,0,0,0,0,0,0,0]
[null,null,null,null,62000,24755.269333333334,124000,5747.5945428571422,null,61,1.3743294382574105E-4,0,0,0,0,0,0,0,0]
[null,null,null,null,63000,25154.547333333336,126000,5840.2975999999999,null,62,1.3533296763656405E-4,0,0,0,0,0,0,0,0]
[null,null,null,null,64000,25553.825333333334,128000,5933.0006571428567,null,63,1.3463297557350504E-4,0,0,0,0,0,0,0,0]
[null,null,null,null,65000,{"$f":"$C$16*E76+$C$17","v":25953.103333333333},130000,{"$f":"$C$26*G76+$C$27","v":6025.7037142857134},null,64,1.3393298351044606E-4,0,0,0,0,0,0,0,0]
[null,null,null,null,66000,26352.381333333335,132000,6118.4067714285711,null,65,1.3183300732126906E-4,{"$f":"K77*$AB$10","v":0},0,{"$f":"M77*$AB$10","v":0},{"$f":"IF(N77>L77,L77,N77)","v":0},{"$f":"IF(L77<N77,N77-L77,0)","v":0},{"$f":"L77-N77","v":0},0,0]
[null,null,null,null,67000,26751.659333333333,134000,6211.1098285714279,null,66,1.3183300732126906E-4,0,0,0,0,0,0,{"$f":"R77-Q78","v":0},{"$f":"S77-Q78","v":0}]
[null,null,null,null,68000,27150.937333333335,136000,6303.8128857142856,null,67,1.3113301525821005E-4,0,0,0,0,0,0,0,0]
[null,null,null,null,69000,27550.215333333334,138000,6396.5159428571424,null,68,1.2973303113209209E-4,0,0,0,0,0,0,0,0]
[null,null,null,null,70000,27949.493333333336,140000,6489.2189999999991,null,69,1.2973303113209209E-4,0,0,0,0,0,0,0,0]
[null,null,null,null,71000,28348.771333333334,142000,6581.9220571428568,null,70,1.304330231951511E-4,0,0,0,0,0,0,0,0]
[null,null,null,null,72000,28748.049333333336,144000,6674.6251142857136,null,71,1.304330231951511E-4,0,0,0,0,0,0,0,0]
[null,null,null,null,73000,29147.327333333335,146000,6767.3281714285713,null,72,1.325329993843281E-4,0,0,0,0,0,0,0,0]
[null,null,null,null,74000,29546.605333333333,148000,6860.0312285714281,null,73,1.3533296763656405E-4,0,0,0,0,0,0,0,0]
[null,null,null,null,75000,29945.883333333335,150000,6952.7342857142849,null,74,1.3743294382574105E-4,0,0,0,0,0,0,0,0]
[null,null,null,null,76000,30345.161333333333,152000,7045.4373428571425,null,75,1.3533296763656405E-4,0,0,0,0,0,0,0,0]
[null,null,null,null,77000,30744.439333333336,154000,7138.1403999999993,null,76,1.3323299144738705E-4,0,0,0,0,0,0,0,0]
[null,null,null,null,78000,31143.717333333334,156000,7230.843457142857,null,77,1.3113301525821005E-4,0,0,0,0,0,0,0,0]
[null,null,null,null,79000,31542.995333333336,158000,7323.5465142857138,null,78,1.304330231951511E-4,0,0,0,0,0,0,0,0]
[null,null,null,null,80000,31942.273333333334,160000,7416.2495714285706,null,79,1.3113301525821005E-4,0,0,0,0,0,0,0,0]
[null,null,null,null,81000,32341.551333333333,162000,7508.9526285714282,null,80,1.3393298351044606E-4,0,0,0,0,0,0,0,0]
[null,null,null,null,82000,32740.829333333335,164000,7601.655685714285,null,81,1.3813293588880004E-4,0,0,0,0,0,0,0,0]
[null,null,null,null,83000,33140.107333333333,166000,7694.3587428571418,null,82,1.3883292795185905E-4,0,0,0,0,0,0,0,0]
[null,null,null,null,84000,33539.385333333332,168000,7787.0617999999995,null,83,1.3393298351044606E-4,0,1.1998540751488625E-4,0,0,0,0,0,0]
[null,null,null,null,85000,33938.663333333338,170000,7879.7648571428563,null,84,1.304330231951511E-4,0,4.0963671308361115E-4,0,0,0,0,0,0]
[null,null,null,null,86000,34337.941333333336,172000,7972.467914285714,null,85,1.2903303906903311E-4,0,3.2818768712726879E-4,0,0,0,0,0,0]
[null,null,null,null,87000,34737.219333333334,174000,8065.1709714285707,null,86,1.2903303906903311E-4,0,0,0,0,0,0,0,0]
[null,null,null,null,88000,35136.497333333333,176000,8157.8740285714275,null,87,1.2973303113209209E-4,0,0,0,0,0,0,0,0]
[null,null,null,null,89000,35535.775333333331,178000,8250.5770857142852,null,88,1.304330231951511E-4,0,0,0,0,0,0,0,0]
[null,null,null,null,90000,35935.053333333337,180000,8343.2801428571438,null,89,1.3183300732126906E-4,0,0,0,0,0,0,0,0]
[null,null,null,null,91000,36334.331333333335,182000,8435.9831999999988,null,90,1.3183300732126906E-4,0,0,0,0,0,0,0,0]
[null,null,null,null,92000,36733.609333333334,184000,8528.6862571428574,null,91,1.325329993843281E-4,0,0,0,0,0,0,0,0]
[null,null,null,null,93000,37132.887333333332,186000,8621.3893142857123,null,92,1.3323299144738705E-4,0,0,0,0,0,0,0,0]
[null,null,null,null,94000,37532.165333333338,188000,8714.0923714285709,null,93,1.3393298351044606E-4,0,0,0,0,0,0,0,0]
[null,null,null,null,95000,37931.443333333336,190000,8806.7954285714295,null,94,1.3393298351044606E-4,0,0,0,0,0,0,0,0]
[null,null,null,null,96000,38330.721333333335,192000,8899.4984857142845,null,95,1.3393298351044606E-4,0,0,0,0,0,0,0,0]
[null,null,null,null,97000,{"$f":"$C$16*E108+$C$17","v":38729.999333333333},194000,{"$f":"$C$26*G108+$C$27","v":8992.2015428571431},null,96,1.3393298351044606E-4,0,0,0,0,0,0,0,0]
[null,null,null,null,98000,{"$f":"$C$16*E109+$C$17","v":39129.277333333332},196000,{"$f":"$C$26*G109+$C$27","v":9084.904599999998},null,97,1.3463297557350504E-4,0,0,0,0,0,0,0,0]
[null,null,null,null,99000,{"$f":"$C$16*E110+$C$17","v":39528.555333333337},198000,{"$f":"$C$26*G110+$C$27","v":9177.6076571428566},null,98,1.3603295969962304E-4,0,0,0,0,0,0,0,0]
[null,null,null,null,100000,{"$f":"$C$16*E111+$C$17","v":39927.833333333336},200000,{"$f":"$C$26*G111+$C$27","v":9270.3107142857152},null,99,1.3743294382574105E-4,0,0,0,0,0,0,0,0]
[null,null,null,null,null,null,null,null,null,100,1.3743294382574105E-4,0,0,0,0,0,0,0,0]
[null,null,null,null,null,null,null,null,null,101,1.3883292795185905E-4,0,0,0,0,0,0,0,0]
[null,null,null,null,null,null,null,null,null,102,1.4023291207797704E-4,0,0,0,0,0,0,0,0]
[null,null,null,null,null,null,null,null,null,103,1.4303288033021302E-4,0,0,0,0,0,0,0,0]
[null,null,null,null,null,null,null,null,null,104,1.4373287239327203E-4,0,0,0,0,0,0,0,0]
[null,null,null,null,null,null,null,null,null,105,1.4513285651938999E-4,0,0,0,0,0,0,0,0]
[null,null,null,null,null,null,null,null,null,106,1.4513285651938999E-4,0,0,0,0,0,0,0,0]
[null,null,null,null,null,null,null,null,null,107,1.4443286445633098E-4,0,0,0,0,0,0,0,0]
[null,null,null,null,null,null,null,null,null,108,1.4233288826715404E-4,0,0,0,0,0,0,0,0]
[null,null,null,null,null,null,null,null,null,109,1.4093290414103602E-4,0,0,0,0,0,0,0,0]
[null,null,null,null,null,null,null,null,null,110,1.3813293588880004E-4,0,0,0,0,0,0,0,0]
[null,null,null,null,null,null,null,null,null,111,1.3813293588880004E-4,0,0,0,0,0,0,0,0]
[null,null,null,null,null,null,null,null,null,112,1.3953292001491803E-4,0,0,0,0,0,0,0,0]
[null,null,null,null,null,null,null,null,null,113,1.4303288033021302E-4,0,0,0,0,0,0,0,0]
[null,null,null,null,null,null,null,null,null,114,1.4793282477162597E-4,0,0,0,0,0,0,0,0]
[null,null,null,null,null,null,null,null,null,115,1.5073279302386196E-4,0,0,0,0,0,0,0,0]
[null,null,null,null,null,null,null,null,null,116,1.5633272952833395E-4,0,0,0,0,0,0,0,0]
[null,null,null,null,null,null,null,null,null,117,1.6333265015892391E-4,0,0,0,0,0,0,0,0]
[null,null,null,null,null,null,null,null,null,118,1.647326342850419E-4,0,0,0,0,0,0,0,0]
[null,null,null,null,null,null,null,null,null,119,1.647326342850419E-4,0,0,0,0,0,0,0,0]
[null,null,null,null,null,null,null,null,null,120,1.6613261841115989E-4,0,0,0,0,0,0,0,0]
[null,null,null,null,null,null,null,null,null,121,1.668326104742189E-4,0,0,0,0,0,0,0,0]
[null,null,null,null,null,null,null,null,null,122,1.6963257872645488E-4,0,0,0,0,0,0,0,0]
[null,null,null,null,null,null,null,null,null,123,1.668326104742189E-4,0,0,0,0,0,0,0,0]
[null,null,null,null,null,null,null,null,null,124,1.5843270571751092E-4,0,0,0,0,0,0,0,0]
[null,null,null,null,null,null,null,null,null,125,1.5493274540221596E-4,0,0,0,0,0,0,0,0]
[null,null,null,null,null,null,null,null,null,126,1.5563273746527491E-4,0,0,0,0,0,0,0,0]
[null,null,null,null,null,null,null,null,null,127,1.5283276921303896E-4,0,0,0,0,0,0,0,0]
[null,null,null,null,null,null,null,null,null,128,1.4933280889774397E-4,0,0,0,0,0,0,0,0]
[null,null,null,null,null,null,null,null,null,129,1.4653284064550798E-4,{"$f":"K141*$AB$10","v":0},0,{"$f":"M141*$AB$10","v":0},{"$f":"IF(N141>L141,L141,N141)","v":0},{"$f":"IF(L141<N141,N141-L141,0)","v":0},{"$f":"L141-N141","v":0},0,0]
[null,null,null,null,null,null,null,null,null,130,1.4373287239327203E-4,0,0,0,0,0,0,{"$f":"R141-Q142","v":0},{"$f":"S141-Q142","v":0}]
[null,null,null,null,null,null,null,null,null,131,1.4093290414103602E-4,0,0,0,0,0,0,0,0]
[null,null,null,null,null,null,null,null,null,132,1.3743294382574105E-4,0,0,0,0,0,0,0,0]
[null,null,null,null,null,null,null,null,null,133,1.3463297557350504E-4,0,1.0077160152518432E-4,0,0,0,0,0,0]
[null,null,null,null,null,null,null,null,null,134,1.3673295176268204E-4,0,0,0,0,0,0,0,0]
[null,null,null,null,null,null,null,null,null,135,1.4023291207797704E-4,0,0,0,0,0,0,0,0]
[null,null,null,null,null,null,null,null,null,136,1.3743294382574105E-4,0,0,0,0,0,0,0,0]
[null,null,null,null,null,null,null,null,null,137,1.2973303113209209E-4,0,0,0,0,0,0,0,0]
[null,null,null,null,null,null,null,null,null,138,1.2553307875373812E-4,0,0,0,0,0,0,0,0]
[null,null,null,null,null,null,null,null,null,139,1.2063313431232515E-4,0,0,0,0,0,0,0,0]
[null,null,null,null,null,null,null,null,null,140,1.2133312637538414E-4,0,0,0,0,0,0,0,0]
[null,null,null,null,null,null,null,null,null,141,1.2203311843844312E-4,0,0,0,0,0,0,0,0]
[null,null,null,null,null,null,null,null,null,142,1.2343310256456111E-4,0,0,0,0,0,0,0,0]
[null,null,null,null,null,null,null,null,null,143,1.241330946276201E-4,0,0,0,0,0,0,0,0]
[null,null,null,null,null,null,null,null,null,144,1.2483308669067911E-4,0,0,0,0,0,0,0,0]
[null,null,null,null,null,null,null,null,null,145,1.2693306287985611E-4,0,0,0,0,0,0,0,0]
[null,null,null,null,null,null,null,null,null,146,1.2903303906903311E-4,0,0,0,0,0,0,0,0]
[null,null,null,null,null,null,null,null,null,147,1.304330231951511E-4,0,0,0,0,0,0,0,0]
[null,null,null,null,null,null,null,null,null,148,1.2903303906903311E-4,0,0,0,0,0,0,0,0]
[null,null,null,null,null,null,null,null,null,149,1.304330231951511E-4,0,0,0,0,0,0,0,0]
[null,null,null,null,null,null,null,null,null,150,1.3113301525821005E-4,0,0,0,0,0,0,0,0]
[null,null,null,null,null,null,null,null,null,151,1.3323299144738705E-4,0,0,0,0,0,0,0,0]
[null,null,null,null,null,null,null,null,null,152,1.3393298351044606E-4,0,0,0,0,0,0,0,0]
[null,null,null,null,null,null,null,null,null,153,1.3393298351044606E-4,0,0,0,0,0,0,0,0]
[null,null,null,null,null,null,null,null,null,154,1.3113301525821005E-4,0,0,0,0,0,0,0,0]
[null,null,null,null,null,null,null,null,null,155,1.2903303906903311E-4,0,7.1971183235055038E-5,0,0,0,0,0,0]
[null,null,null,null,null,null,null,null,null,156,1.304330231951511E-4,0,0,0,0,0,0,0,0]
[null,null,null,null,null,null,null,null,null,157,1.325329993843281E-4,0,0,0,0,0,0,0,0]
[null,null,null,null,null,null,null,null,null,158,1.325329993843281E-4,0,0,0,0,0,0,0,0]
[null,null,null,null,null,null,null,null,null,159,1.325329993843281E-4,0,0,0,0,0,0,0,0]
[null,null,null,null,null,null,null,null,null,160,1.3323299144738705E-4,0,0,0,0,0,0,0,0]
[null,null,null,null,null,null,null,null,null,161,1.3183300732126906E-4,0,0,0,0,0,0,0,0]
[null,null,null,null,null,null,null,null,null,162,1.304330231951511E-4,0,0,0,0,0,0,0,0]
[null,null,null,null,null,null,null,null,null,163,1.2973303113209209E-4,0,0,0,0,0,0,0,0]
[null,null,null,null,null,null,null,null,null,164,1.304330231951511E-4,0,0,0,0,0,0,0,0]
[null,null,null,null,null,null,null,null,null,165,1.3323299144738705E-4,0,0,0,0,0,0,0,0]
[null,null,null,null,null,null,null,null,null,166,1.3533296763656405E-4,0,0,0,0,0,0,0,0]
[null,null,null,null,null,null,null,null,null,167,1.3673295176268204E-4,0,0,0,0,0,0,0,0]
[null,null,null,null,null,null,null,null,null,168,1.3743294382574105E-4,0,0,0,0,0,0,0,0]
[null,null,null,null,null,null,null,null,null,169,1.3673295176268204E-4,0,0,0,0,0,0,0,0]
[null,null,null,null,null,null,null,null,null,170,1.3603295969962304E-4,0,0,0,0,0,0,0,0]
[null,null,null,null,null,null,null,null,null,171,1.3463297557350504E-4,0,0,0,0,0,0,0,0]
[null,null,null,null,null,null,null,null,null,172,1.3323299144738705E-4,0,0,0,0,0,0,0,0]
[null,null,null,null,null,null,null,null,null,173,1.3183300732126906E-4,0,0,0,0,0,0,0,0]
[null,null,null,null,null,null,null,null,null,174,1.304330231951511E-4,0,0,0,0,0,0,0,0]
[null,null,null,null,null,null,null,null,null,175,1.2903303906903311E-4,0,0,0,0,0,0,0,0]
[null,null,null,null,null,null,null,null,null,176,1.262330708167971E-4,0,0,0,0,0,0,0,0]
[null,null,null,null,null,null,null,null,null,177,1.2553307875373812E-4,0,0,0,0,0,0,0,0]
[null,null,null,null,null,null,null,null,null,178,1.262330708167971E-4,0,0,0,0,0,0,0,0]
[null,null,null,null,null,null,null,null,null,179,1.2483308669067911E-4,0,0,0,0,0,0,0,0]
[null,null,null,null,null,null,null,null,null,180,1.241330946276201E-4,0,0,0,0,0,0,0,0]
[null,null,null,null,null,null,null,null,null,181,1.2273311050150213E-4,0,0,0,0,0,0,0,0]
[null,null,null,null,null,null,null,null,null,182,1.2273311050150213E-4,0,0,0,0,0,0,0,0]
[null,null,null,null,null,null,null,null,null,183,1.241330946276201E-4,0,0,0,0,0,0,0,0]
[null,null,null,null,null,null,null,null,null,184,1.2693306287985611E-4,0,0,0,0,0,0,0,0]
[null,null,null,null,null,null,null,null,null,185,1.283330470059741E-4,0,0,0,0,0,0,0,0]
[null,null,null,null,null,null,null,null,null,186,1.2903303906903311E-4,0,0,0,0,0,0,0,0]
[null,null,null,null,null,null,null,null,null,187,1.2973303113209209E-4,0,0,0,0,0,0,0,0]
[null,null,null,null,null,null,null,null,null,188,1.2973303113209209E-4,0,0,0,0,0,0,0,0]
[null,null,null,null,null,null,null,null,null,189,1.2763305494291509E-4,0,0,0,0,0,0,0,0]
[null,null,null,null,null,null,null,null,null,190,1.283330470059741E-4,0,0,0,0,0,0,0,0]
[null,null,null,null,null,null,null,null,null,191,1.2903303906903311E-4,0,0,0,0,0,0,0,0]
[null,null,null,null,null,null,null,null,null,192,1.2973303113209209E-4,0,0,0,0,0,0,0,0]
[null,null,null,null,null,null,null,null,null,193,1.304330231951511E-4,{"$f":"K205*$AB$10","v":0},0,{"$f":"M205*$AB$10","v":0},{"$f":"IF(N205>L205,L205,N205)","v":0},{"$f":"IF(L205<N205,N205-L205,0)","v":0},{"$f":"L205-N205","v":0},0,0]
[null,null,null,null,null,null,null,null,null,194,1.3393298351044606E-4,0,0,0,0,0,0,{"$f":"R205-Q206","v":0},{"$f":"S205-Q206","v":0}]
[null,null,null,null,null,null,null,null,null,195,1.3743294382574105E-4,0,0,0,0,0,0,0,0]
[null,null,null,null,null,null,null,null,null,196,1.3533296763656405E-4,0,0,0,0,0,0,0,0]
[null,null,null,null,null,null,null,null,null,197,1.3393298351044606E-4,0,0,0,0,0,0,0,0]
[null,null,null,null,null,null,null,null,null,198,1.3463297557350504E-4,0,0,0,0,0,0,0,0]
[null,null,null,null,null,null,null,null,null,199,1.3533296763656405E-4,0,0,0,0,0,0,0,0]
[null,null,null,null,null,null,null,null,null,200,1.3673295176268204E-4,0,0,0,0,0,0,0,0]
[null,null,null,null,null,null,null,null,null,201,1.3953292001491803E-4,0,0,0,0,0,0,0,0]
[null,null,null,null,null,null,null,null,null,202,1.3813293588880004E-4,0,0,0,0,0,0,0,0]
[null,null,null,null,null,null,null,null,null,203,1.3673295176268204E-4,0,0,0,0,0,0,0,0]
[null,null,null,null,null,null,null,null,null,204,1.3673295176268204E-4,0,0,0,0,0,0,0,0]
[null,null,null,null,null,null,null,null,null,205,1.3883292795185905E-4,0,0,0,0,0,0,0,0]
[null,null,null,null,null,null,null,null,null,206,1.3603295969962304E-4,0,0,0,0,0,0,0,0]
[null,null,null,null,null,null,null,null,null,207,1.3603295969962304E-4,0,0,0,0,0,0,0,0]
[null,null,null,null,null,null,null,null,null,208,1.3603295969962304E-4,0,0,0,0,0,0,0,0]
[null,null,null,null,null,null,null,null,null,209,1.3813293588880004E-4,0,0,0,0,0,0,0,0]
[null,null,null,null,null,null,null,null,null,210,1.3813293588880004E-4,0,0,0,0,0,0,0,0]
[null,null,null,null,null,null,null,null,null,211,1.3953292001491803E-4,0,0,0,0,0,0,0,0]
[null,null,null,null,null,null,null,null,null,212,1.4093290414103602E-4,0,0,0,0,0,0,0,0]
[null,null,null,null,null,null,null,null,null,213,1.4443286445633098E-4,0,0,0,0,0,0,0,0]
[null,null,null,null,null,null,null,null,null,214,1.4373287239327203E-4,0,0,0,0,0,0,0,0]
[null,null,null,null,null,null,null,null,null,215,1.4373287239327203E-4,0,0,0,0,0,0,0,0]
[null,null,null,null,null,null,null,null,null,216,1.4373287239327203E-4,0,0,0,0,0,0,0,0]
[null,null,null,null,null,null,null,null,null,217,1.4653284064550798E-4,0,0,0,0,0,0,0,0]
[null,null,null,null,null,null,null,null,null,218,1.4933280889774397E-4,0,0,0,0,0,0,0,0]
[null,null,null,null,null,null,null,null,null,219,1.4933280889774397E-4,0,0,0,0,0,0,0,0]
[null,null,null,null,null,null,null,null,null,220,1.4933280889774397E-4,0,0,0,0,0,0,0,0]
[null,null,null,null,null,null,null,null,null,221,1.5143278508692097E-4,0,0,0,0,0,0,0,0]
[null,null,null,null,null,null,null,null,null,222,1.5353276127609797E-4,0,0,0,0,0,0,0,0]
[null,null,null,null,null,null,null,null,null,223,1.612326739697469E-4,0,0,0,0,0,0,0,0]
[null,null,null,null,null,null,null,null,null,224,1.6753260253727788E-4,0,0,0,0,0,0,0,0]
[null,null,null,null,null,null,null,null,null,225,1.689325866633959E-4,0,0,0,0,0,0,0,0]
[null,null,null,null,null,null,null,null,null,226,1.6753260253727788E-4,0,0,0,0,0,0,0,0]
[null,null,null,null,null,null,null,null,null,227,1.6613261841115989E-4,0,0,0,0,0,0,0,0]
[null,null,null,null,null,null,null,null,null,228,1.626326580958649E-4,0,0,0,0,0,0,0,0]
[null,null,null,null,null,null,null,null,null,229,1.5983268984362891E-4,0,0,0,0,0,0,0,0]
[null,null,null,null,null,null,null,null,null,230,1.612326739697469E-4,0,0,0,0,0,0,0,0]
[null,null,null,null,null,null,null,null,null,231,1.647326342850419E-4,0,0,0,0,0,0,0,0]
[null,null,null,null,null,null,null,null,null,232,1.6613261841115989E-4,0,0,0,0,0,0,0,0]
[null,null,null,null,null,null,null,null,null,233,1.6403264222198289E-4,0,0,0,0,0,0,0,0]
[null,null,null,null,null,null,null,null,null,234,1.626326580958649E-4,0,0,0,0,0,0,0,0]
[null,null,null,null,null,null,null,null,null,235,1.605326819066879E-4,0,0,0,0,0,0,0,0]
[null,null,null,null,null,null,null,null,null,236,1.591326977805699E-4,0,0,0,0,0,0,0,0]
[null,null,null,null,null,null,null,null,null,237,1.591326977805699E-4,0,0,0,0,0,0,0,0]
[null,null,null,null,null,null,null,null,null,238,1.5983268984362891E-4,0,0,0,0,0,0,0,0]
[null,null,null,null,null,null,null,null,null,239,1.6333265015892391E-4,0,0,0,0,0,0,0,0]
[null,null,null,null,null,null,null,null,null,240,1.647326342850419E-4,0,0,0,0,0,0,0,0]
[null,null,null,null,null,null,null,null,null,241,1.6613261841115989E-4,0,0,0,0,0,0,0,0]
[null,null,null,null,null,null,null,null,null,242,1.689325866633959E-4,0,0,0,0,0,0,0,0]
[null,null,null,null,null,null,null,null,null,243,1.6753260253727788E-4,0,0,0,0,0,0,0,0]
[null,null,null,null,null,null,null,null,null,244,1.647326342850419E-4,0,0,0,0,0,0,0,0]
[null,null,null,null,null,null,null,null,null,245,1.626326580958649E-4,0,0,0,0,0,0,0,0]
[null,null,null,null,null,null,null,null,null,246,1.6193266603280591E-4,0,0,0,0,0,0,0,0]
[null,null,null,null,null,null,null,null,null,247,1.626326580958649E-4,0,0,0,0,0,0,0,0]
[null,null,null,null,null,null,null,null,null,248,1.6333265015892391E-4,0,0,0,0,0,0,0,0]
[null,null,null,null,null,null,null,null,null,249,1.6193266603280591E-4,0,0,0,0,0,0,0,0]
[null,null,null,null,null,null,null,null,null,250,1.612326739697469E-4,0,0,0,0,0,0,0,0]
[null,null,null,null,null,null,null,null,null,251,1.605326819066879E-4,0,0,0,0,0,0,0,0]
[null,null,null,null,null,null,null,null,null,252,1.5843270571751092E-4,0,0,0,0,0,0,0,0]
[null,null,null,null,null,null,null,null,null,253,1.5703272159139296E-4,0,0,0,0,0,0,0,0]
[null,null,null,null,null,null,null,null,null,254,1.5773271365445191E-4,0,0,0,0,0,0,0,0]
[null,null,null,null,null,null,null,null,null,255,1.5773271365445191E-4,0,0,0,0,0,0,0,0]
[null,null,null,null,null,null,null,null,null,256,1.5843270571751092E-4,0,0,0,0,0,0,0,0]
[null,null,null,null,null,null,null,null,null,257,1.612326739697469E-4,{"$f":"K269*$AB$10","v":0},0,{"$f":"M269*$AB$10","v":0},{"$f":"IF(N269>L269,L269,N269)","v":0},{"$f":"IF(L269<N269,N269-L269,0)","v":0},{"$f":"L269-N269","v":0},0,0]
[null,null,null,null,null,null,null,null,null,258,1.6193266603280591E-4,0,0,0,0,0,0,{"$f":"R269-Q270","v":0},{"$f":"S269-Q270","v":0}]
[null,null,null,null,null,null,null,null,null,259,1.6193266603280591E-4,0,0,0,0,0,0,0,0]
[null,null,null,null,null,null,null,null,null,260,1.6193266603280591E-4,0,0,0,0,0,0,0,0]
[null,null,null,null,null,null,null,null,null,261,1.6193266603280591E-4,0,0,0,0,0,0,0,0]
[null,null,null,null,null,null,null,null,null,262,1.6193266603280591E-4,0,0,0,0,0,0,0,0]
[null,null,null,null,null,null,null,null,null,263,1.612326739697469E-4,0,0,0,0,0,0,0,0]
[null,null,null,null,null,null,null,null,null,264,1.6193266603280591E-4,0,0,0,0,0,0,0,0]
[null,null,null,null,null,null,null,null,null,265,1.612326739697469E-4,0,0,0,0,0,0,0,0]
[null,null,null,null,null,null,null,null,null,266,1.6193266603280591E-4,0,0,0,0,0,0,0,0]
[null,null,null,null,null,null,null,null,null,267,1.6193266603280591E-4,0,0,0,0,0,0,0,0]
[null,null,null,null,null,null,null,null,null,268,1.6193266603280591E-4,0,0,0,0,0,0,0,0]
[null,null,null,null,null,null,null,null,null,269,1.6193266603280591E-4,0,0,0,0,0,0,0,0]
[null,null,null,null,null,null,null,null,null,270,1.626326580958649E-4,0,0,0,0,0,0,0,0]
[null,null,null,null,null,null,null,null,null,271,1.626326580958649E-4,0,0,0,0,0,0,0,0]
[null,null,null,null,null,null,null,null,null,272,1.626326580958649E-4,0,0,0,0,0,0,0,0]
[null,null,null,null,null,null,null,null,null,273,1.6333265015892391E-4,0,0,0,0,0,0,0,0]
[null,null,null,null,null,null,null,null,null,274,1.647326342850419E-4,0,0,0,0,0,0,0,0]
[null,null,null,null,null,null,null,null,null,275,1.647326342850419E-4,0,0,0,0,0,0,0,0]
[null,null,null,null,null,null,null,null,null,276,1.647326342850419E-4,0,0,0,0,0,0,0,0]
[null,null,null,null,null,null,null,null,null,277,1.647326342850419E-4,0,0,0,0,0,0,0,0]
[null,null,null,null,null,null,null,null,null,278,1.6543262634810091E-4,0,0,0,0,0,0,0,0]
[null,null,null,null,null,null,null,null,null,279,1.6613261841115989E-4,0,0,0,0,0,0,0,0]
[null,null,null,null,null,null,null,null,null,280,1.647326342850419E-4,0,0,0,0,0,0,0,0]
[null,null,null,null,null,null,null,null,null,281,1.6543262634810091E-4,0,0,0,0,0,0,0,0]
[null,null,null,null,null,null,null,null,null,282,1.647326342850419E-4,0,0,0,0,0,0,0,0]
[null,null,null,null,null,null,null,null,null,283,1.647326342850419E-4,0,0,0,0,0,0,0,0]
[null,null,null,null,null,null,null,null,null,284,1.6333265015892391E-4,0,0,0,0,0,0,0,0]
[null,null,null,null,null,null,null,null,null,285,1.626326580958649E-4,0,0,0,0,0,0,0,0]
[null,null,null,null,null,null,null,null,null,286,1.626326580958649E-4,0,0,0,0,0,0,0,0]
[null,null,null,null,null,null,null,null,null,287,1.612326739697469E-4,0,0,0,0,0,0,0,0]
[null,null,null,null,null,null,null,null,null,288,1.5843270571751092E-4,0,0,0,0,0,0,0,0]
[null,null,null,null,null,null,null,null,null,289,1.5563273746527491E-4,0,0,0,0,0,0,0,0]
[null,null,null,null,null,null,null,null,null,290,1.5283276921303896E-4,0,0,0,0,0,0,0,0]
[null,null,null,null,null,null,null,null,null,291,1.5003280096080297E-4,0,0,0,0,0,0,0,0]
[null,null,null,null,null,null,null,null,null,292,1.4723283270856699E-4,0,0,0,0,0,0,0,0]
[null,null,null,null,null,null,null,null,null,293,1.4443286445633098E-4,0,0,0,0,0,0,0,0]
[null,null,null,null,null,null,null,null,null,294,1.4303288033021302E-4,0,0,0,0,0,0,0,0]
[null,null,null,null,null,null,null,null,null,295,1.4093290414103602E-4,0,0,0,0,0,0,0,0]
[null,null,null,null,null,null,null,null,null,296,1.4023291207797704E-4,0,0,0,0,0,0,0,0]
[null,null,null,null,null,null,null,null,null,297,1.3953292001491803E-4,0,0,0,0,0,0,0,0]
[null,null,null,null,null,null,null,null,null,298,1.3813293588880004E-4,0,0,0,0,0,0,0,0]
[null,null,null,null,null,null,null,null,null,299,1.3813293588880004E-4,0,0,0,0,0,0,0,0]
[null,null,null,null,null,null,null,null,null,300,1.3953292001491803E-4,0,0,0,0,0,0,0,0]
[null,null,null,null,null,null,null,null,null,301,1.4163289620409503E-4,0,0,0,0,0,0,0,0]
[null,null,null,null,null,null,null,null,null,302,1.4163289620409503E-4,0,0,0,0,0,0,0,0]
[null,null,null,null,null,null,null,null,null,303,1.4093290414103602E-4,0,0,0,0,0,0,0,0]
[null,null,null,null,null,null,null,null,null,304,1.4163289620409503E-4,0,0,0,0,0,0,0,0]
[null,null,null,null,null,null,null,null,null,305,1.4373287239327203E-4,0,0,0,0,0,0,0,0]
[null,null,null,null,null,null,null,null,null,306,1.4373287239327203E-4,0,0,0,0,0,0,0,0]
[null,null,null,null,null,null,null,null,null,307,1.4513285651938999E-4,0,0,0,0,0,0,0,0]
[null,null,null,null,null,null,null,null,null,308,1.4513285651938999E-4,0,0,0,0,0,0,0,0]
[null,null,null,null,null,null,null,null,null,309,1.4443286445633098E-4,0,0,0,0,0,0,0,0]
[null,null,null,null,null,null,null,null,null,310,1.4443286445633098E-4,0,0,0,0,0,0,0,0]
[null,null,null,null,null,null,null,null,null,311,1.5143278508692097E-4,0,0,0,0,0,0,0,0]
[null,null,null,null,null,null,null,null,null,312,1.5003280096080297E-4,0,0,0,0,0,0,0,0]
[null,null,null,null,null,null,null,null,null,313,1.4653284064550798E-4,0,0,0,0,0,0,0,0]
[null,null,null,null,null,null,null,null,null,314,1.5073279302386196E-4,0,0,0,0,0,0,0,0]
[null,null,null,null,null,null,null,null,null,315,1.5703272159139296E-4,0,0,0,0,0,0,0,0]
[null,null,null,null,null,null,null,null,null,316,1.5633272952833395E-4,0,0,0,0,0,0,0,0]
[null,null,null,null,null,null,null,null,null,317,1.5073279302386196E-4,0,0,0,0,0,0,0,0]
[null,null,null,null,null,null,null,null,null,318,1.4723283270856699E-4,0,0,0,0,0,0,0,0]
[null,null,null,null,null,null,null,null,null,319,1.4373287239327203E-4,0,0,0,0,0,0,0,0]
[null,null,null,null,null,null,null,null,null,320,1.4373287239327203E-4,0,0,0,0,0,0,0,0]
[null,null,null,null,null,null,null,null,null,321,1.4233288826715404E-4,{"$f":"K333*$AB$10","v":0},0,{"$f":"M333*$AB$10","v":0},{"$f":"IF(N333>L333,L333,N333)","v":0},{"$f":"IF(L333<N333,N333-L333,0)","v":0},{"$f":"L333-N333","v":0},0,0]
[null,null,null,null,null,null,null,null,null,322,1.4233288826715404E-4,0,0,0,0,0,0,{"$f":"R333-Q334","v":0},{"$f":"S333-Q334","v":0}]
[null,null,null,null,null,null,null,null,null,323,1.4443286445633098E-4,0,0,0,0,0,0,0,0]
[null,null,null,null,null,null,null,null,null,324,1.4513285651938999E-4,0,0,0,0,0,0,0,0]
[null,null,null,null,null,null,null,null,null,325,1.4513285651938999E-4,0,0,0,0,0,0,0,0]
[null,null,null,null,null,null,null,null,null,326,1.4583284858244903E-4,0,0,0,0,0,0,0,0]
[null,null,null,null,null,null,null,null,null,327,1.4863281683468498E-4,0,0,0,0,0,0,0,0]
[null,null,null,null,null,null,null,null,null,328,1.5213277714997998E-4,0,0,0,0,0,0,0,0]
[null,null,null,null,null,null,null,null,null,329,1.5143278508692097E-4,0,0,0,0,0,0,0,0]
[null,null,null,null,null,null,null,null,null,330,1.5003280096080297E-4,0,0,0,0,0,0,0,0]
[null,null,null,null,null,null,null,null,null,331,1.5003280096080297E-4,0,0,0,0,0,0,0,0]
[null,null,null,null,null,null,null,null,null,332,1.5073279302386196E-4,0,0,0,0,0,0,0,0]
[null,null,null,null,null,null,null,null,null,333,1.5633272952833395E-4,0,0,0,0,0,0,0,0]
[null,null,null,null,null,null,null,null,null,334,1.5563273746527491E-4,0,0,0,0,0,0,0,0]
[null,null,null,null,null,null,null,null,null,335,1.5633272952833395E-4,0,0,0,0,0,0,0,0]
[null,null,null,null,null,null,null,null,null,336,1.5003280096080297E-4,0,0,0,0,0,0,0,0]
[null,null,null,null,null,null,null,null,null,337,1.3953292001491803E-4,0,0,0,0,0,0,0,0]
[null,null,null,null,null,null,null,null,null,338,1.3813293588880004E-4,0,0,0,0,0,0,0,0]
[null,null,null,null,null,null,null,null,null,339,1.3953292001491803E-4,0,0,0,0,0,0,0,0]
[null,null,null,null,null,null,null,null,null,340,1.4443286445633098E-4,0,0,0,0,0,0,0,0]
[null,null,null,null,null,null,null,null,null,341,1.4863281683468498E-4,0,0,0,0,0,0,0,0]
[null,null,null,null,null,null,null,null,null,342,1.5143278508692097E-4,0,0,0,0,0,0,0,0]
[null,null,null,null,null,null,null,null,null,343,1.5143278508692097E-4,0,0,0,0,0,0,0,0]
[null,null,null,null,null,null,null,null,null,344,1.5283276921303896E-4,0,0,0,0,0,0,0,0]
[null,null,null,null,null,null,null,null,null,345,1.5283276921303896E-4,0,0,0,0,0,0,0,0]
[null,null,null,null,null,null,null,null,null,346,1.5143278508692097E-4,0,0,0,0,0,0,0,0]
[null,null,null,null,null,null,null,null,null,347,1.4583284858244903E-4,0,1.2340660952022791E-4,0,0,0,0,0,0]
[null,null,null,null,null,null,null,null,null,348,1.4163289620409503E-4,0,0,0,0,0,0,0,0]
[null,null,null,null,null,null,null,null,null,349,1.4443286445633098E-4,0,0,0,0,0,0,0,0]
[null,null,null,null,null,null,null,null,null,350,1.4513285651938999E-4,0,0,0,0,0,0,0,0]
[null,null,null,null,null,null,null,null,null,351,1.4303288033021302E-4,0,0,0,0,0,0,0,0]
[null,null,null,null,null,null,null,null,null,352,1.4023291207797704E-4,0,0,0,0,0,0,0,0]
[null,null,null,null,null,null,null,null,null,353,1.4023291207797704E-4,0,0,0,0,0,0,0,0]
[null,null,null,null,null,null,null,null,null,354,1.4093290414103602E-4,0,0,0,0,0,0,0,0]
[null,null,null,null,null,null,null,null,null,355,1.4373287239327203E-4,0,0,0,0,0,0,0,0]
[null,null,null,null,null,null,null,null,null,356,1.4303288033021302E-4,0,0,0,0,0,0,0,0]
[null,null,null,null,null,null,null,null,null,357,1.4233288826715404E-4,0,0,0,0,0,0,0,0]
[null,null,null,null,null,null,null,null,null,358,1.3953292001491803E-4,0,0,0,0,0,0,0,0]
[null,null,null,null,null,null,null,null,null,359,1.4023291207797704E-4,0,0,0,0,0,0,0,0]
[null,null,null,null,null,null,null,null,null,360,1.4233288826715404E-4,0,0,0,0,0,0,0,0]
[null,null,null,null,null,null,null,null,null,361,1.3953292001491803E-4,0,0,0,0,0,0,0,0]
[null,null,null,null,null,null,null,null,null,362,1.4093290414103602E-4,0,0,0,0,0,0,0,0]
[null,null,null,null,null,null,null,null,null,363,1.4163289620409503E-4,0,0,0,0,0,0,0,0]
[null,null,null,null,null,null,null,null,null,364,1.4303288033021302E-4,0,0,0,0,0,0,0,0]
[null,null,null,null,null,null,null,null,null,365,1.4583284858244903E-4,0,0,0,0,0,0,0,0]
[null,null,null,null,null,null,null,null,null,366,1.4793282477162597E-4,0,0,0,0,0,0,0,0]
[null,null,null,null,null,null,null,null,null,367,1.4933280889774397E-4,0,0,0,0,0,0,0,0]
[null,null,null,null,null,null,null,null,null,368,1.4863281683468498E-4,0,0,0,0,0,0,0,0]
[null,null,null,null,null,null,null,null,null,369,1.4933280889774397E-4,0,0,0,0,0,0,0,0]
[null,null,null,null,null,null,null,null,null,370,1.5213277714997998E-4,0,0,0,0,0,0,0,0]
[null,null,null,null,null,null,null,null,null,371,1.5493274540221596E-4,0,0,0,0,0,0,0,0]
[null,null,null,null,null,null,null,null,null,372,1.5283276921303896E-4,0,0,0,0,0,0,0,0]
[null,null,null,null,null,null,null,null,null,373,1.4863281683468498E-4,0,0,0,0,0,0,0,0]
[null,null,null,null,null,null,null,null,null,374,1.4583284858244903E-4,0,0,0,0,0,0,0,0]
[null,null,null,null,null,null,null,null,null,375,1.4653284064550798E-4,0,1.502757768487887E-4,0,0,0,0,0,0]
[null,null,null,null,null,null,null,null,null,376,1.4723283270856699E-4,0,0,0,0,0,0,0,0]
[null,null,null,null,null,null,null,null,null,377,1.4723283270856699E-4,0,0,0,0,0,0,0,0]
[null,null,null,null,null,null,null,null,null,378,1.4723283270856699E-4,0,0,0,0,0,0,0,0]
[null,null,null,null,null,null,null,null,null,379,1.4723283270856699E-4,0,0,0,0,0,0,0,0]
[null,null,null,null,null,null,null,null,null,380,1.4863281683468498E-4,0,0,0,0,0,0,0,0]
[null,null,null,null,null,null,null,null,null,381,1.5003280096080297E-4,0,0,0,0,0,0,0,0]
[null,null,null,null,null,null,null,null,null,382,1.5143278508692097E-4,0,0,0,0,0,0,0,0]
[null,null,null,null,null,null,null,null,null,383,1.5283276921303896E-4,0,0,0,0,0,0,0,0]
[null,null,null,null,null,null,null,null,null,384,1.5283276921303896E-4,0,0,0,0,0,0,0,0]
[null,null,null,null,null,null,null,null,null,385,1.5703272159139296E-4,{"$f":"K397*$AB$10","v":0},0,{"$f":"M397*$AB$10","v":0},{"$f":"IF(N397>L397,L397,N397)","v":0},{"$f":"IF(L397<N397,N397-L397,0)","v":0},{"$f":"L397-N397","v":0},0,0]
[null,null,null,null,null,null,null,null,null,386,1.6193266603280591E-4,0,0,0,0,0,0,{"$f":"R397-Q398","v":0},{"$f":"S397-Q398","v":0}]
[null,null,null,null,null,null,null,null,null,387,1.6613261841115989E-4,0,0,0,0,0,0,0,0]
[null,null,null,null,null,null,null,null,null,388,1.6403264222198289E-4,0,0,0,0,0,0,0,0]
[null,null,null,null,null,null,null,null,null,389,1.5983268984362891E-4,0,0,0,0,0,0,0,0]
[null,null,null,null,null,null,null,null,null,390,1.5703272159139296E-4,0,0,0,0,0,0,0,0]
[null,null,null,null,null,null,null,null,null,391,1.5493274540221596E-4,0,0,0,0,0,0,0,0]
[null,null,null,null,null,null,null,null,null,392,1.5423275333915695E-4,0,0,0,0,0,0,0,0]
[null,null,null,null,null,null,null,null,null,393,1.5283276921303896E-4,0,0,0,0,0,0,0,0]
[null,null,null,null,null,null,null,null,null,394,1.5283276921303896E-4,0,0,0,0,0,0,0,0]
[null,null,null,null,null,null,null,null,null,395,1.5003280096080297E-4,0,2.9245568725856403E-4,0,0,0,0,0,0]
[null,null,null,null,null,null,null,null,null,396,1.4583284858244903E-4,0,5.2077324971691987E-4,0,0,0,0,0,0]
[null,null,null,null,null,null,null,null,null,397,1.4513285651938999E-4,0,2.5783570046322555E-4,0,0,0,0,0,0]
[null,null,null,null,null,null,null,null,null,398,1.4443286445633098E-4,0,0,0,0,0,0,0,0]
[null,null,null,null,null,null,null,null,null,399,1.4513285651938999E-4,0,0,0,0,0,0,0,0]
[null,null,null,null,null,null,null,null,null,400,1.4513285651938999E-4,0,0,0,0,0,0,0,0]
[null,null,null,null,null,null,null,null,null,401,1.4653284064550798E-4,0,0,0,0,0,0,0,0]
[null,null,null,null,null,null,null,null,null,402,1.4933280889774397E-4,0,0,0,0,0,0,0,0]
[null,null,null,null,null,null,null,null,null,403,1.5283276921303896E-4,0,0,0,0,0,0,0,0]
[null,null,null,null,null,null,null,null,null,404,1.5633272952833395E-4,0,0,0,0,0,0,0,0]
[null,null,null,null,null,null,null,null,null,405,1.605326819066879E-4,0,0,0,0,0,0,0,0]
[null,null,null,null,null,null,null,null,null,406,1.5983268984362891E-4,0,0,0,0,0,0,0,0]
[null,null,null,null,null,null,null,null,null,407,1.612326739697469E-4,0,0,0,0,0,0,0,0]
[null,null,null,null,null,null,null,null,null,408,1.605326819066879E-4,0,0,0,0,0,0,0,0]
[null,null,null,null,null,null,null,null,null,409,1.5983268984362891E-4,0,0,0,0,0,0,0,0]
[null,null,null,null,null,null,null,null,null,410,1.5773271365445191E-4,0,0,0,0,0,0,0,0]
[null,null,null,null,null,null,null,null,null,411,1.5633272952833395E-4,0,0,0,0,0,0,0,0]
[null,null,null,null,null,null,null,null,null,412,1.5493274540221596E-4,0,0,0,0,0,0,0,0]
[null,null,null,null,null,null,null,null,null,413,1.5353276127609797E-4,0,0,0,0,0,0,0,0]
[null,null,null,null,null,null,null,null,null,414,1.5213277714997998E-4,0,0,0,0,0,0,0,0]
[null,null,null,null,null,null,null,null,null,415,1.5073279302386196E-4,0,0,0,0,0,0,0,0]
[null,null,null,null,null,null,null,null,null,416,1.4933280889774397E-4,0,0,0,0,0,0,0,0]
[null,null,null,null,null,null,null,null,null,417,1.4723283270856699E-4,0,0,0,0,0,0,0,0]
[null,null,null,null,null,null,null,null,null,418,1.4653284064550798E-4,0,0,0,0,0,0,0,0]
[null,null,null,null,null,null,null,null,null,419,1.4793282477162597E-4,0,0,0,0,0,0,0,0]
[null,null,null,null,null,null,null,null,null,420,1.5143278508692097E-4,0,0,0,0,0,0,0,0]
[null,null,null,null,null,null,null,null,null,421,1.5423275333915695E-4,0,0,0,0,0,0,0,0]
[null,null,null,null,null,null,null,null,null,422,1.5773271365445191E-4,0,0,0,0,0,0,0,0]
[null,null,null,null,null,null,null,null,null,423,1.591326977805699E-4,0,0,0,0,0,0,0,0]
[null,null,null,null,null,null,null,null,null,424,1.605326819066879E-4,0,0,0,0,0,0,0,0]
[null,null,null,null,null,null,null,null,null,425,1.605326819066879E-4,0,0,0,0,0,0,0,0]
[null,null,null,null,null,null,null,null,null,426,1.5773271365445191E-4,0,0,0,0,0,0,0,0]
[null,null,null,null,null,null,null,null,null,427,1.5703272159139296E-4,0,0,0,0,0,0,0,0]
[null,null,null,null,null,null,null,null,null,428,1.5493274540221596E-4,0,0,0,0,0,0,0,0]
[null,null,null,null,null,null,null,null,null,429,1.5353276127609797E-4,0,0,0,0,0,0,0,0]
[null,null,null,null,null,null,null,null,null,430,1.5493274540221596E-4,0,0,0,0,0,0,0,0]
[null,null,null,null,null,null,null,null,null,431,1.5563273746527491E-4,0,0,0,0,0,0,0,0]
[null,null,null,null,null,null,null,null,null,432,1.5773271365445191E-4,0,0,0,0,0,0,0,0]
[null,null,null,null,null,null,null,null,null,433,1.5773271365445191E-4,0,0,0,0,0,0,0,0]
[null,null,null,null,null,null,null,null,null,434,1.612326739697469E-4,0,0,0,0,0,0,0,0]
[null,null,null,null,null,null,null,null,null,435,1.6333265015892391E-4,0,0,0,0,0,0,0,0]
[null,null,null,null,null,null,null,null,null,436,1.6333265015892391E-4,0,0,0,0,0,0,0,0]
[null,null,null,null,null,null,null,null,null,437,1.626326580958649E-4,0,0,0,0,0,0,0,0]
[null,null,null,null,null,null,null,null,null,438,1.626326580958649E-4,0,0,0,0,0,0,0,0]
[null,null,null,null,null,null,null,null,null,439,1.626326580958649E-4,0,0,0,0,0,0,0,0]
[null,null,null,null,null,null,null,null,null,440,1.6193266603280591E-4,0,0,0,0,0,0,0,0]
[null,null,null,null,null,null,null,null,null,441,1.591326977805699E-4,0,0,0,0,0,0,0,0]
[null,null,null,null,null,null,null,null,null,442,1.605326819066879E-4,0,0,0,0,0,0,0,0]
[null,null,null,null,null,null,null,null,null,443,1.591326977805699E-4,0,0,0,0,0,0,0,0]
[null,null,null,null,null,null,null,null,null,444,1.5633272952833395E-4,0,0,0,0,0,0,0,0]
[null,null,null,null,null,null,null,null,null,445,1.5283276921303896E-4,0,0,0,0,0,0,0,0]
[null,null,null,null,null,null,null,null,null,446,1.5073279302386196E-4,0,0,0,0,0,0,0,0]
[null,null,null,null,null,null,null,null,null,447,1.4933280889774397E-4,0,0,0,0,0,0,0,0]
[null,null,null,null,null,null,null,null,null,448,1.4793282477162597E-4,0,0,0,0,0,0,0,0]
[null,null,null,null,null,null,null,null,null,449,1.4863281683468498E-4,{"$f":"K461*$AB$10","v":0},0,{"$f":"M461*$AB$10","v":0},{"$f":"IF(N461>L461,L461,N461)","v":0},{"$f":"IF(L461<N461,N461-L461,0)","v":0},{"$f":"L461-N461","v":0},0,0]
[null,null,null,null,null,null,null,null,null,450,1.4933280889774397E-4,0,0,0,0,0,0,{"$f":"R461-Q462","v":0},{"$f":"S461-Q462","v":0}]
[null,null,null,null,null,null,null,null,null,451,1.4793282477162597E-4,0,0,0,0,0,0,0,0]
[null,null,null,null,null,null,null,null,null,452,1.4583284858244903E-4,0,0,0,0,0,0,0,0]
[null,null,null,null,null,null,null,null,null,453,1.4443286445633098E-4,0,0,0,0,0,0,0,0]
[null,null,null,null,null,null,null,null,null,454,1.4373287239327203E-4,0,0,0,0,0,0,0,0]
[null,null,null,null,null,null,null,null,null,455,1.4373287239327203E-4,0,0,0,0,0,0,0,0]
[null,null,null,null,null,null,null,null,null,456,1.4443286445633098E-4,0,0,0,0,0,0,0,0]
[null,null,null,null,null,null,null,null,null,457,1.4793282477162597E-4,0,0,0,0,0,0,0,0]
[null,null,null,null,null,null,null,null,null,458,1.5493274540221596E-4,0,0,0,0,0,0,0,0]
[null,null,null,null,null,null,null,null,null,459,1.605326819066879E-4,0,0,0,0,0,0,0,0]
[null,null,null,null,null,null,null,null,null,460,1.591326977805699E-4,0,0,0,0,0,0,0,0]
[null,null,null,null,null,null,null,null,null,461,1.612326739697469E-4,0,0,0,0,0,0,0,0]
[null,null,null,null,null,null,null,null,null,462,1.6193266603280591E-4,0,0,0,0,0,0,0,0]
[null,null,null,null,null,null,null,null,null,463,1.591326977805699E-4,0,0,0,0,0,0,0,0]
[null,null,null,null,null,null,null,null,null,464,1.6333265015892391E-4,0,0,0,0,0,0,0,0]
[null,null,null,null,null,null,null,null,null,465,1.668326104742189E-4,0,0,0,0,0,0,0,0]
[null,null,null,null,null,null,null,null,null,466,1.6613261841115989E-4,0,0,0,0,0,0,0,0]
[null,null,null,null,null,null,null,null,null,467,1.626326580958649E-4,0,0,0,0,0,0,0,0]
[null,null,null,null,null,null,null,null,null,468,1.5563273746527491E-4,0,0,0,0,0,0,0,0]
[null,null,null,null,null,null,null,null,null,469,1.4793282477162597E-4,0,0,0,0,0,0,0,0]
[null,null,null,null,null,null,null,null,null,470,1.4793282477162597E-4,0,0,0,0,0,0,0,0]
[null,null,null,null,null,null,null,null,null,471,1.5073279302386196E-4,0,0,0,0,0,0,0,0]
[null,null,null,null,null,null,null,null,null,472,1.5073279302386196E-4,0,0,0,0,0,0,0,0]
[null,null,null,null,null,null,null,null,null,473,1.5353276127609797E-4,0,0,0,0,0,0,0,0]
[null,null,null,null,null,null,null,null,null,474,1.5983268984362891E-4,0,0,0,0,0,0,0,0]
[null,null,null,null,null,null,null,null,null,475,1.6333265015892391E-4,0,0,0,0,0,0,0,0]
[null,null,null,null,null,null,null,null,null,476,1.6823259460033689E-4,0,0,0,0,0,0,0,0]
[null,null,null,null,null,null,null,null,null,477,1.6333265015892391E-4,0,0,0,0,0,0,0,0]
[null,null,null,null,null,null,null,null,null,478,1.626326580958649E-4,0,0,0,0,0,0,0,0]
[null,null,null,null,null,null,null,null,null,479,1.626326580958649E-4,0,0,0,0,0,0,0,0]
[null,null,null,null,null,null,null,null,null,480,1.6403264222198289E-4,0,0,0,0,0,0,0,0]
[null,null,null,null,null,null,null,null,null,481,1.626326580958649E-4,0,0,0,0,0,0,0,0]
[null,null,null,null,null,null,null,null,null,482,1.605326819066879E-4,0,0,0,0,0,0,0,0]
[null,null,null,null,null,null,null,null,null,483,1.5983268984362891E-4,0,0,0,0,0,0,0,0]
[null,null,null,null,null,null,null,null,null,484,1.612326739697469E-4,0,0,0,0,0,0,0,0]
[null,null,null,null,null,null,null,null,null,485,1.626326580958649E-4,0,0,0,0,0,0,0,0]
[null,null,null,null,null,null,null,null,null,486,1.6333265015892391E-4,0,0,0,0,0,0,0,0]
[null,null,null,null,null,null,null,null,null,487,1.6333265015892391E-4,0,0,0,0,0,0,0,0]
[null,null,null,null,null,null,null,null,null,488,1.647326342850419E-4,0,0,0,0,0,0,0,0]
[null,null,null,null,null,null,null,null,null,489,1.6613261841115989E-4,0,0,0,0,0,0,0,0]
[null,null,null,null,null,null,null,null,null,490,1.5983268984362891E-4,0,0,0,0,0,0,0,0]
[null,null,null,null,null,null,null,null,null,491,1.5423275333915695E-4,0,0,0,0,0,0,0,0]
[null,null,null,null,null,null,null,null,null,492,1.5213277714997998E-4,0,0,0,0,0,0,0,0]
[null,null,null,null,null,null,null,null,null,493,1.5073279302386196E-4,0,0,0,0,0,0,0,0]
[null,null,null,null,null,null,null,null,null,494,1.5003280096080297E-4,0,0,0,0,0,0,0,0]
[null,null,null,null,null,null,null,null,null,495,1.5003280096080297E-4,0,0,0,0,0,0,0,0]
[null,null,null,null,null,null,null,null,null,496,1.5073279302386196E-4,0,0,0,0,0,0,0,0]
[null,null,null,null,null,null,null,null,null,497,1.5283276921303896E-4,0,0,0,0,0,0,0,0]
[null,null,null,null,null,null,null,null,null,498,1.5563273746527491E-4,0,0,0,0,0,0,0,0]
[null,null,null,null,null,null,null,null,null,499,1.5843270571751092E-4,0,0,0,0,0,0,0,0]
[null,null,null,null,null,null,null,null,null,500,1.5983268984362891E-4,0,0,0,0,0,0,0,0]
[null,null,null,null,null,null,null,null,null,501,1.605326819066879E-4,0,0,0,0,0,0,0,0]
[null,null,null,null,null,null,null,null,null,502,1.612326739697469E-4,0,0,0,0,0,0,0,0]
[null,null,null,null,null,null,null,null,null,503,1.626326580958649E-4,0,0,0,0,0,0,0,0]
[null,null,null,null,null,null,null,null,null,504,1.6333265015892391E-4,0,0,0,0,0,0,0,0]
[null,null,null,null,null,null,null,null,null,505,1.6403264222198289E-4,0,0,0,0,0,0,0,0]
[null,null,null,null,null,null,null,null,null,506,1.647326342850419E-4,0,0,0,0,0,0,0,0]
[null,null,null,null,null,null,null,null,null,507,1.6543262634810091E-4,0,0,0,0,0,0,0,0]
[null,null,null,null,null,null,null,null,null,508,1.6613261841115989E-4,0,0,0,0,0,0,0,0]
[null,null,null,null,null,null,null,null,null,509,1.668326104742189E-4,0,0,0,0,0,0,0,0]
[null,null,null,null,null,null,null,null,null,510,1.6753260253727788E-4,0,0,0,0,0,0,0,0]
[null,null,null,null,null,null,null,null,null,511,1.6613261841115989E-4,0,0,0,0,0,0,0,0]
[null,null,null,null,null,null,null,null,null,512,1.6753260253727788E-4,0,0,0,0,0,0,0,0]
[null,null,null,null,null,null,null,null,null,513,1.6823259460033689E-4,{"$f":"K525*$AB$10","v":0},0,{"$f":"M525*$AB$10","v":0},{"$f":"IF(N525>L525,L525,N525)","v":0},{"$f":"IF(L525<N525,N525-L525,0)","v":0},{"$f":"L525-N525","v":0},0,0]
[null,null,null,null,null,null,null,null,null,514,1.6823259460033689E-4,0,0,0,0,0,0,{"$f":"R525-Q526","v":0},{"$f":"S525-Q526","v":0}]
[null,null,null,null,null,null,null,null,null,515,1.6823259460033689E-4,0,0,0,0,0,0,0,0]
[null,null,null,null,null,null,null,null,null,516,1.689325866633959E-4,0,0,0,0,0,0,0,0]
[null,null,null,null,null,null,null,null,null,517,1.6823259460033689E-4,0,0,0,0,0,0,0,0]
[null,null,null,null,null,null,null,null,null,518,1.6823259460033689E-4,0,0,0,0,0,0,0,0]
[null,null,null,null,null,null,null,null,null,519,1.6963257872645488E-4,0,0,0,0,0,0,0,0]
[null,null,null,null,null,null,null,null,null,520,1.6963257872645488E-4,0,0,0,0,0,0,0,0]
[null,null,null,null,null,null,null,null,null,521,1.689325866633959E-4,0,0,0,0,0,0,0,0]
[null,null,null,null,null,null,null,null,null,522,1.689325866633959E-4,0,0,0,0,0,0,0,0]
[null,null,null,null,null,null,null,null,null,523,1.7033257078951389E-4,0,0,0,0,0,0,0,0]
[null,null,null,null,null,null,null,null,null,524,1.7103256285257284E-4,0,0,0,0,0,0,0,0]
[null,null,null,null,null,null,null,null,null,525,1.7103256285257284E-4,0,0,0,0,0,0,0,0]
[null,null,null,null,null,null,null,null,null,526,1.7173255491563185E-4,0,0,0,0,0,0,0,0]
[null,null,null,null,null,null,null,null,null,527,1.7313253904174984E-4,0,0,0,0,0,0,0,0]
[null,null,null,null,null,null,null,null,null,528,1.7243254697869089E-4,0,0,0,0,0,0,0,0]
[null,null,null,null,null,null,null,null,null,529,1.7173255491563185E-4,0,0,0,0,0,0,0,0]
[null,null,null,null,null,null,null,null,null,530,1.7103256285257284E-4,0,0,0,0,0,0,0,0]
[null,null,null,null,null,null,null,null,null,531,1.7033257078951389E-4,0,0,0,0,0,0,0,0]
[null,null,null,null,null,null,null,null,null,532,1.7103256285257284E-4,0,0,0,0,0,0,0,0]
[null,null,null,null,null,null,null,null,null,533,1.7243254697869089E-4,0,0,0,0,0,0,0,0]
[null,null,null,null,null,null,null,null,null,534,1.7313253904174984E-4,0,0,0,0,0,0,0,0]
[null,null,null,null,null,null,null,null,null,535,1.7313253904174984E-4,0,0,0,0,0,0,0,0]
[null,null,null,null,null,null,null,null,null,536,1.7313253904174984E-4,0,0,0,0,0,0,0,0]
[null,null,null,null,null,null,null,null,null,537,1.7383253110480885E-4,0,0,0,0,0,0,0,0]
[null,null,null,null,null,null,null,null,null,538,1.7243254697869089E-4,0,0,0,0,0,0,0,0]
[null,null,null,null,null,null,null,null,null,539,1.7173255491563185E-4,0,0,0,0,0,0,0,0]
[null,null,null,null,null,null,null,null,null,540,1.6963257872645488E-4,0,0,0,0,0,0,0,0]
[null,null,null,null,null,null,null,null,null,541,1.7103256285257284E-4,0,0,0,0,0,0,0,0]
[null,null,null,null,null,null,null,null,null,542,1.7243254697869089E-4,0,0,0,0,0,0,0,0]
[null,null,null,null,null,null,null,null,null,543,1.7173255491563185E-4,0,0,0,0,0,0,0,0]
[null,null,null,null,null,null,null,null,null,544,1.7033257078951389E-4,0,0,0,0,0,0,0,0]
[null,null,null,null,null,null,null,null,null,545,1.7103256285257284E-4,0,0,0,0,0,0,0,0]
[null,null,null,null,null,null,null,null,null,546,1.6963257872645488E-4,0,0,0,0,0,0,0,0]
[null,null,null,null,null,null,null,null,null,547,1.6963257872645488E-4,0,0,0,0,0,0,0,0]
[null,null,null,null,null,null,null,null,null,548,1.6963257872645488E-4,0,0,0,0,0,0,0,0]
[null,null,null,null,null,null,null,null,null,549,1.7033257078951389E-4,0,0,0,0,0,0,0,0]
[null,null,null,null,null,null,null,null,null,550,1.7173255491563185E-4,0,0,0,0,0,0,0,0]
[null,null,null,null,null,null,null,null,null,551,1.7243254697869089E-4,0,0,0,0,0,0,0,0]
[null,null,null,null,null,null,null,null,null,552,1.7523251523092684E-4,0,0,0,0,0,0,0,0]
[null,null,null,null,null,null,null,null,null,553,1.7803248348316283E-4,0,0,0,0,0,0,0,0]
[null,null,null,null,null,null,null,null,null,554,1.8083245173539881E-4,0,0,0,0,0,0,0,0]
[null,null,null,null,null,null,null,null,null,555,1.7943246760928082E-4,0,0,0,0,0,0,0,0]
[null,null,null,null,null,null,null,null,null,556,1.7803248348316283E-4,0,0,0,0,0,0,0,0]
[null,null,null,null,null,null,null,null,null,557,1.7873247554622181E-4,0,0,0,0,0,0,0,0]
[null,null,null,null,null,null,null,null,null,558,1.8013245967233983E-4,0,0,0,0,0,0,0,0]
[null,null,null,null,null,null,null,null,null,559,1.8083245173539881E-4,0,0,0,0,0,0,0,0]
[null,null,null,null,null,null,null,null,null,560,1.8083245173539881E-4,0,0,0,0,0,0,0,0]
[null,null,null,null,null,null,null,null,null,561,1.7943246760928082E-4,0,0,0,0,0,0,0,0]
[null,null,null,null,null,null,null,null,null,562,1.7943246760928082E-4,0,0,0,0,0,0,0,0]
[null,null,null,null,null,null,null,null,null,563,1.7943246760928082E-4,0,0,0,0,0,0,0,0]
[null,null,null,null,null,null,null,null,null,564,1.7943246760928082E-4,0,0,0,0,0,0,0,0]
[null,null,null,null,null,null,null,null,null,565,1.7943246760928082E-4,0,0,0,0,0,0,0,0]
[null,null,null,null,null,null,null,null,null,566,1.7663249935704484E-4,0,0,0,0,0,0,0,0]
[null,null,null,null,null,null,null,null,null,567,1.7313253904174984E-4,0,0,0,0,0,0,0,0]
[null,null,null,null,null,null,null,null,null,568,1.7173255491563185E-4,0,0,0,0,0,0,0,0]
[null,null,null,null,null,null,null,null,null,569,1.7453252316786783E-4,0,0,0,0,0,0,0,0]
[null,null,null,null,null,null,null,null,null,570,1.8083245173539881E-4,0,0,0,0,0,0,0,0]
[null,null,null,null,null,null,null,null,null,571,1.8503240411375276E-4,0,0,0,0,0,0,0,0]
[null,null,null,null,null,null,null,null,null,572,1.8783237236598876E-4,0,0,0,0,0,0,0,0]
[null,null,null,null,null,null,null,null,null,573,1.9063234061822475E-4,0,0,0,0,0,0,0,0]
[null,null,null,null,null,null,null,null,null,574,1.8783237236598876E-4,0,0,0,0,0,0,0,0]
[null,null,null,null,null,null,null,null,null,575,1.8503240411375276E-4,0,0,0,0,0,0,0,0]
[null,null,null,null,null,null,null,null,null,576,1.8433241205069377E-4,0,0,0,0,0,0,0,0]
[null,null,null,null,null,null,null,null,null,577,1.8573239617681176E-4,{"$f":"K589*$AB$10","v":0},0,{"$f":"M589*$AB$10","v":0},{"$f":"IF(N589>L589,L589,N589)","v":0},{"$f":"IF(L589<N589,N589-L589,0)","v":0},{"$f":"L589-N589","v":0},0,0]
[null,null,null,null,null,null,null,null,null,578,1.8713238030292976E-4,0,0,0,0,0,0,{"$f":"R589-Q590","v":0},{"$f":"S589-Q590","v":0}]
[null,null,null,null,null,null,null,null,null,579,1.8923235649210676E-4,0,0,0,0,0,0,0,0]
[null,null,null,null,null,null,null,null,null,580,1.9063234061822475E-4,0,0,0,0,0,0,0,0]
[null,null,null,null,null,null,null,null,null,581,1.9133233268128376E-4,0,0,0,0,0,0,0,0]
[null,null,null,null,null,null,null,null,null,582,1.9273231680740175E-4,0,0,0,0,0,0,0,0]
[null,null,null,null,null,null,null,null,null,583,1.9133233268128376E-4,0,0,0,0,0,0,0,0]
[null,null,null,null,null,null,null,null,null,584,1.9063234061822475E-4,0,0,0,0,0,0,0,0]
[null,null,null,null,null,null,null,null,null,585,1.8993234855516577E-4,0,0,0,0,0,0,0,0]
[null,null,null,null,null,null,null,null,null,586,1.8433241205069377E-4,0,0,0,0,0,0,0,0]
[null,null,null,null,null,null,null,null,null,587,1.7803248348316283E-4,0,0,0,0,0,0,0,0]
[null,null,null,null,null,null,null,null,null,588,1.7733249142010382E-4,0,0,0,0,0,0,0,0]
[null,null,null,null,null,null,null,null,null,589,1.7523251523092684E-4,0,0,0,0,0,0,0,0]
[null,null,null,null,null,null,null,null,null,590,1.7313253904174984E-4,0,0,0,0,0,0,0,0]
[null,null,null,null,null,null,null,null,null,591,1.6963257872645488E-4,0,0,0,0,0,0,0,0]
[null,null,null,null,null,null,null,null,null,592,1.6753260253727788E-4,0,0,0,0,0,0,0,0]
[null,null,null,null,null,null,null,null,null,593,1.6753260253727788E-4,0,0,0,0,0,0,0,0]
[null,null,null,null,null,null,null,null,null,594,1.6753260253727788E-4,0,0,0,0,0,0,0,0]
[null,null,null,null,null,null,null,null,null,595,1.6753260253727788E-4,0,0,0,0,0,0,0,0]
[null,null,null,null,null,null,null,null,null,596,1.689325866633959E-4,0,0,0,0,0,0,0,0]
[null,null,null,null,null,null,null,null,null,597,1.6753260253727788E-4,0,0,0,0,0,0,0,0]
[null,null,null,null,null,null,null,null,null,598,1.668326104742189E-4,0,0,0,0,0,0,0,0]
[null,null,null,null,null,null,null,null,null,599,1.6613261841115989E-4,0,0,0,0,0,0,0,0]
[null,null,null,null,null,null,null,null,null,600,1.6543262634810091E-4,0,0,0,0,0,0,0,0]
[null,null,null,null,null,null,null,null,null,601,1.6543262634810091E-4,0,0,0,0,0,0,0,0]
[null,null,null,null,null,null,null,null,null,602,1.6543262634810091E-4,0,0,0,0,0,0,0,0]
[null,null,null,null,null,null,null,null,null,603,1.6613261841115989E-4,0,0,0,0,0,0,0,0]
[null,null,null,null,null,null,null,null,null,604,1.6753260253727788E-4,0,0,0,0,0,0,0,0]
[null,null,null,null,null,null,null,null,null,605,1.6753260253727788E-4,0,0,0,0,0,0,0,0]
[null,null,null,null,null,null,null,null,null,606,1.6823259460033689E-4,0,0,0,0,0,0,0,0]
[null,null,null,null,null,null,null,null,null,607,1.6753260253727788E-4,0,0,0,0,0,0,0,0]
[null,null,null,null,null,null,null,null,null,608,1.668326104742189E-4,0,0,0,0,0,0,0,0]
[null,null,null,null,null,null,null,null,null,609,1.668326104742189E-4,0,0,0,0,0,0,0,0]
[null,null,null,null,null,null,null,null,null,610,1.6613261841115989E-4,0,0,0,0,0,0,0,0]
[null,null,null,null,null,null,null,null,null,611,1.647326342850419E-4,0,3.0566729627579917E-4,0,0,0,0,0,0]
[null,null,null,null,null,null,null,null,null,612,1.626326580958649E-4,0,0,0,0,0,0,0,0]
[null,null,null,null,null,null,null,null,null,613,1.612326739697469E-4,0,0,0,0,0,0,0,0]
[null,null,null,null,null,null,null,null,null,614,1.5843270571751092E-4,0,0,0,0,0,0,0,0]
[null,null,null,null,null,null,null,null,null,615,1.5773271365445191E-4,0,0,0,0,0,0,0,0]
[null,null,null,null,null,null,null,null,null,616,1.5843270571751092E-4,0,0,0,0,0,0,0,0]
[null,null,null,null,null,null,null,null,null,617,1.5983268984362891E-4,0,0,0,0,0,0,0,0]
[null,null,null,null,null,null,null,null,null,618,1.605326819066879E-4,0,0,0,0,0,0,0,0]
[null,null,null,null,null,null,null,null,null,619,1.612326739697469E-4,0,0,0,0,0,0,0,0]
[null,null,null,null,null,null,null,null,null,620,1.626326580958649E-4,0,0,0,0,0,0,0,0]
[null,null,null,null,null,null,null,null,null,621,1.6403264222198289E-4,0,0,0,0,0,0,0,0]
[null,null,null,null,null,null,null,null,null,622,1.6613261841115989E-4,0,0,0,0,0,0,0,0]
[null,null,null,null,null,null,null,null,null,623,1.6823259460033689E-4,0,0,0,0,0,0,0,0]
[null,null,null,null,null,null,null,null,null,624,1.668326104742189E-4,0,0,0,0,0,0,0,0]
[null,null,null,null,null,null,null,null,null,625,1.6613261841115989E-4,0,0,0,0,0,0,0,0]
[null,null,null,null,null,null,null,null,null,626,1.668326104742189E-4,0,0,0,0,0,0,0,0]
[null,null,null,null,null,null,null,null,null,627,1.6753260253727788E-4,0,0,0,0,0,0,0,0]
[null,null,null,null,null,null,null,null,null,628,1.7033257078951389E-4,0,0,0,0,0,0,0,0]
[null,null,null,null,null,null,null,null,null,629,1.7313253904174984E-4,0,0,0,0,0,0,0,0]
[null,null,null,null,null,null,null,null,null,630,1.7943246760928082E-4,0,0,0,0,0,0,0,0]
[null,null,null,null,null,null,null,null,null,631,1.8013245967233983E-4,0,0,0,0,0,0,0,0]
[null,null,null,null,null,null,null,null,null,632,1.7873247554622181E-4,0,0,0,0,0,0,0,0]
[null,null,null,null,null,null,null,null,null,633,1.8153244379845782E-4,0,0,0,0,0,0,0,0]
[null,null,null,null,null,null,null,null,null,634,1.8153244379845782E-4,0,0,0,0,0,0,0,0]
[null,null,null,null,null,null,null,null,null,635,1.7943246760928082E-4,0,0,0,0,0,0,0,0]
[null,null,null,null,null,null,null,null,null,636,1.7663249935704484E-4,0,0,0,0,0,0,0,0]
[null,null,null,null,null,null,null,null,null,637,1.689325866633959E-4,0,0,0,0,0,0,0,0]
[null,null,null,null,null,null,null,null,null,638,1.6963257872645488E-4,0,0,0,0,0,0,0,0]
[null,null,null,null,null,null,null,null,null,639,1.7243254697869089E-4,0,0,0,0,0,0,0,0]
[null,null,null,null,null,null,null,null,null,640,1.7383253110480885E-4,0,0,0,0,0,0,0,0]
[null,null,null,null,null,null,null,null,null,641,1.7453252316786783E-4,{"$f":"K653*$AB$10","v":0},0,{"$f":"M653*$AB$10","v":0},{"$f":"IF(N653>L653,L653,N653)","v":0},{"$f":"IF(L653<N653,N653-L653,0)","v":0},{"$f":"L653-N653","v":0},0,0]
[null,null,null,null,null,null,null,null,null,642,1.7383253110480885E-4,0,0,0,0,0,0,{"$f":"R653-Q654","v":0},{"$f":"S653-Q654","v":0}]
[null,null,null,null,null,null,null,null,null,643,1.7383253110480885E-4,0,0,0,0,0,0,0,0]
[null,null,null,null,null,null,null,null,null,644,1.7453252316786783E-4,0,0,0,0,0,0,0,0]
[null,null,null,null,null,null,null,null,null,645,1.7523251523092684E-4,0,0,0,0,0,0,0,0]
[null,null,null,null,null,null,null,null,null,646,1.7523251523092684E-4,0,0,0,0,0,0,0,0]
[null,null,null,null,null,null,null,null,null,647,1.7593250729398583E-4,0,0,0,0,0,0,0,0]
[null,null,null,null,null,null,null,null,null,648,1.7663249935704484E-4,0,0,0,0,0,0,0,0]
[null,null,null,null,null,null,null,null,null,649,1.7733249142010382E-4,0,0,0,0,0,0,0,0]
[null,null,null,null,null,null,null,null,null,650,1.8293242792457581E-4,0,0,0,0,0,0,0,0]
[null,null,null,null,null,null,null,null,null,651,1.8573239617681176E-4,0,0,0,0,0,0,0,0]
[null,null,null,null,null,null,null,null,null,652,1.8153244379845782E-4,0,0,0,0,0,0,0,0]
[null,null,null,null,null,null,null,null,null,653,1.7733249142010382E-4,0,0,0,0,0,0,0,0]
[null,null,null,null,null,null,null,null,null,654,1.7453252316786783E-4,0,0,0,0,0,0,0,0]
[null,null,null,null,null,null,null,null,null,655,1.7383253110480885E-4,0,0,0,0,0,0,0,0]
[null,null,null,null,null,null,null,null,null,656,1.7173255491563185E-4,0,0,0,0,0,0,0,0]
[null,null,null,null,null,null,null,null,null,657,1.689325866633959E-4,0,0,0,0,0,0,0,0]
[null,null,null,null,null,null,null,null,null,658,1.6753260253727788E-4,0,0,0,0,0,0,0,0]
[null,null,null,null,null,null,null,null,null,659,1.668326104742189E-4,0,0,0,0,0,0,0,0]
[null,null,null,null,null,null,null,null,null,660,1.647326342850419E-4,0,0,0,0,0,0,0,0]
[null,null,null,null,null,null,null,null,null,661,1.626326580958649E-4,0,0,0,0,0,0,0,0]
[null,null,null,null,null,null,null,null,null,662,1.626326580958649E-4,0,0,0,0,0,0,0,0]
[null,null,null,null,null,null,null,null,null,663,1.612326739697469E-4,0,0,0,0,0,0,0,0]
[null,null,null,null,null,null,null,null,null,664,1.626326580958649E-4,0,0,0,0,0,0,0,0]
[null,null,null,null,null,null,null,null,null,665,1.6333265015892391E-4,0,0,0,0,0,0,0,0]
[null,null,null,null,null,null,null,null,null,666,1.626326580958649E-4,0,0,0,0,0,0,0,0]
[null,null,null,null,null,null,null,null,null,667,1.626326580958649E-4,0,0,0,0,0,0,0,0]
[null,null,null,null,null,null,null,null,null,668,1.6333265015892391E-4,0,0,0,0,0,0,0,0]
[null,null,null,null,null,null,null,null,null,669,1.6333265015892391E-4,0,0,0,0,0,0,0,0]
[null,null,null,null,null,null,null,null,null,670,1.626326580958649E-4,0,0,0,0,0,0,0,0]
[null,null,null,null,null,null,null,null,null,671,1.6193266603280591E-4,0,0,0,0,0,0,0,0]
[null,null,null,null,null,null,null,null,null,672,1.612326739697469E-4,0,0,0,0,0,0,0,0]
[null,null,null,null,null,null,null,null,null,673,1.605326819066879E-4,0,0,0,0,0,0,0,0]
[null,null,null,null,null,null,null,null,null,674,1.591326977805699E-4,0,0,0,0,0,0,0,0]
[null,null,null,null,null,null,null,null,null,675,1.5843270571751092E-4,0,0,0,0,0,0,0,0]
[null,null,null,null,null,null,null,null,null,676,1.5843270571751092E-4,0,0,0,0,0,0,0,0]
[null,null,null,null,null,null,null,null,null,677,1.5843270571751092E-4,0,0,0,0,0,0,0,0]
[null,null,null,null,null,null,null,null,null,678,1.5843270571751092E-4,0,0,0,0,0,0,0,0]
[null,null,null,null,null,null,null,null,null,679,1.5843270571751092E-4,0,0,0,0,0,0,0,0]
[null,null,null,null,null,null,null,null,null,680,1.5843270571751092E-4,0,0,0,0,0,0,0,0]
[null,null,null,null,null,null,null,null,null,681,1.5843270571751092E-4,0,0,0,0,0,0,0,0]
[null,null,null,null,null,null,null,null,null,682,1.5773271365445191E-4,0,0,0,0,0,0,0,0]
[null,null,null,null,null,null,null,null,null,683,1.5843270571751092E-4,0,0,0,0,0,0,0,0]
[null,null,null,null,null,null,null,null,null,684,1.5843270571751092E-4,0,0,0,0,0,0,0,0]
[null,null,null,null,null,null,null,null,null,685,1.5843270571751092E-4,0,0,0,0,0,0,0,0]
[null,null,null,null,null,null,null,null,null,686,1.5773271365445191E-4,0,0,0,0,0,0,0,0]
[null,null,null,null,null,null,null,null,null,687,1.5703272159139296E-4,0,0,0,0,0,0,0,0]
[null,null,null,null,null,null,null,null,null,688,1.5703272159139296E-4,0,0,0,0,0,0,0,0]
[null,null,null,null,null,null,null,null,null,689,1.5843270571751092E-4,0,0,0,0,0,0,0,0]
[null,null,null,null,null,null,null,null,null,690,1.591326977805699E-4,0,0,0,0,0,0,0,0]
[null,null,null,null,null,null,null,null,null,691,1.605326819066879E-4,0,0,0,0,0,0,0,0]
[null,null,null,null,null,null,null,null,null,692,1.6193266603280591E-4,0,0,0,0,0,0,0,0]
[null,null,null,null,null,null,null,null,null,693,1.6193266603280591E-4,0,0,0,0,0,0,0,0]
[null,null,null,null,null,null,null,null,null,694,1.6193266603280591E-4,0,0,0,0,0,0,0,0]
[null,null,null,null,null,null,null,null,null,695,1.6333265015892391E-4,0,0,0,0,0,0,0,0]
[null,null,null,null,null,null,null,null,null,696,1.6403264222198289E-4,0,0,0,0,0,0,0,0]
[null,null,null,null,null,null,null,null,null,697,1.6403264222198289E-4,0,0,0,0,0,0,0,0]
[null,null,null,null,null,null,null,null,null,698,1.6403264222198289E-4,0,0,0,0,0,0,0,0]
[null,null,null,null,null,null,null,null,null,699,1.6403264222198289E-4,0,0,0,0,0,0,0,0]
[null,null,null,null,null,null,null,null,null,700,1.6403264222198289E-4,0,0,0,0,0,0,0,0]
[null,null,null,null,null,null,null,null,null,701,1.6403264222198289E-4,0,0,0,0,0,0,0,0]
[null,null,null,null,null,null,null,null,null,702,1.6403264222198289E-4,0,0,0,0,0,0,0,0]
[null,null,null,null,null,null,null,null,null,703,1.6403264222198289E-4,0,0,0,0,0,0,0,0]
[null,null,null,null,null,null,null,null,null,704,1.6403264222198289E-4,0,0,0,0,0,0,0,0]
[null,null,null,null,null,null,null,null,null,705,1.647326342850419E-4,{"$f":"K717*$AB$10","v":0},0,{"$f":"M717*$AB$10","v":0},{"$f":"IF(N717>L717,L717,N717)","v":0},{"$f":"IF(L717<N717,N717-L717,0)","v":0},{"$f":"L717-N717","v":0},0,0]
[null,null,null,null,null,null,null,null,null,706,1.6403264222198289E-4,0,0,0,0,0,0,{"$f":"R717-Q718","v":0},{"$f":"S717-Q718","v":0}]
[null,null,null,null,null,null,null,null,null,707,1.6333265015892391E-4,0,0,0,0,0,0,0,0]
[null,null,null,null,null,null,null,null,null,708,1.6193266603280591E-4,0,0,0,0,0,0,0,0]
[null,null,null,null,null,null,null,null,null,709,1.5983268984362891E-4,0,0,0,0,0,0,0,0]
[null,null,null,null,null,null,null,null,null,710,1.591326977805699E-4,0,0,0,0,0,0,0,0]
[null,null,null,null,null,null,null,null,null,711,1.591326977805699E-4,0,0,0,0,0,0,0,0]
[null,null,null,null,null,null,null,null,null,712,1.591326977805699E-4,0,0,0,0,0,0,0,0]
[null,null,null,null,null,null,null,null,null,713,1.591326977805699E-4,0,0,0,0,0,0,0,0]
[null,null,null,null,null,null,null,null,null,714,1.591326977805699E-4,0,0,0,0,0,0,0,0]
[null,null,null,null,null,null,null,null,null,715,1.591326977805699E-4,0,0,0,0,0,0,0,0]
[null,null,null,null,null,null,null,null,null,716,1.5843270571751092E-4,0,0,0,0,0,0,0,0]
[null,null,null,null,null,null,null,null,null,717,1.5773271365445191E-4,0,0,0,0,0,0,0,0]
[null,null,null,null,null,null,null,null,null,718,1.5773271365445191E-4,0,0,0,0,0,0,0,0]
[null,null,null,null,null,null,null,null,null,719,1.605326819066879E-4,0,0,0,0,0,0,0,0]
[null,null,null,null,null,null,null,null,null,720,1.6613261841115989E-4,0,0,0,0,0,0,0,0]
[null,null,null,null,null,null,null,null,null,721,1.689325866633959E-4,0,0,0,0,0,0,0,0]
[null,null,null,null,null,null,null,null,null,722,1.6963257872645488E-4,0,0,0,0,0,0,0,0]
[null,null,null,null,null,null,null,null,null,723,1.7103256285257284E-4,0,0,0,0,0,0,0,0]
[null,null,null,null,null,null,null,null,null,724,1.7313253904174984E-4,0,0,0,0,0,0,0,0]
[null,null,null,null,null,null,null,null,null,725,1.7453252316786783E-4,0,0,0,0,0,0,0,0]
[null,null,null,null,null,null,null,null,null,726,1.7803248348316283E-4,0,0,0,0,0,0,0,0]
[null,null,null,null,null,null,null,null,null,727,1.8083245173539881E-4,0,0,0,0,0,0,0,0]
[null,null,null,null,null,null,null,null,null,728,1.8573239617681176E-4,0,0,0,0,0,0,0,0]
[null,null,null,null,null,null,null,null,null,729,1.8573239617681176E-4,0,0,0,0,0,0,0,0]
[null,null,null,null,null,null,null,null,null,730,1.7733249142010382E-4,0,0,0,0,0,0,0,0]
[null,null,null,null,null,null,null,null,null,731,1.6403264222198289E-4,0,0,0,0,0,0,0,0]
[null,null,null,null,null,null,null,null,null,732,1.5983268984362891E-4,0,0,0,0,0,0,0,0]
[null,null,null,null,null,null,null,null,null,733,1.612326739697469E-4,0,0,0,0,0,0,0,0]
[null,null,null,null,null,null,null,null,null,734,1.668326104742189E-4,0,0,0,0,0,0,0,0]
[null,null,null,null,null,null,null,null,null,735,1.6613261841115989E-4,0,0,0,0,0,0,0,0]
[null,null,null,null,null,null,null,null,null,736,1.6333265015892391E-4,0,0,0,0,0,0,0,0]
[null,null,null,null,null,null,null,null,null,737,1.626326580958649E-4,0,0,0,0,0,0,0,0]
[null,null,null,null,null,null,null,null,null,738,1.6193266603280591E-4,0,0,0,0,0,0,0,0]
[null,null,null,null,null,null,null,null,null,739,1.612326739697469E-4,0,0,0,0,0,0,0,0]
[null,null,null,null,null,null,null,null,null,740,1.626326580958649E-4,0,0,0,0,0,0,0,0]
[null,null,null,null,null,null,null,null,null,741,1.6333265015892391E-4,0,0,0,0,0,0,0,0]
[null,null,null,null,null,null,null,null,null,742,1.6403264222198289E-4,0,0,0,0,0,0,0,0]
[null,null,null,null,null,null,null,null,null,743,1.6403264222198289E-4,0,0,0,0,0,0,0,0]
[null,null,null,null,null,null,null,null,null,744,1.6403264222198289E-4,0,0,0,0,0,0,0,0]
[null,null,null,null,null,null,null,null,null,745,1.6403264222198289E-4,0,0,0,0,0,0,0,0]
[null,null,null,null,null,null,null,null,null,746,1.6403264222198289E-4,0,0,0,0,0,0,0,0]
[null,null,null,null,null,null,null,null,null,747,1.626326580958649E-4,0,0,0,0,0,0,0,0]
[null,null,null,null,null,null,null,null,null,748,1.6193266603280591E-4,0,0,0,0,0,0,0,0]
[null,null,null,null,null,null,null,null,null,749,1.5983268984362891E-4,0,0,0,0,0,0,0,0]
[null,null,null,null,null,null,null,null,null,750,1.5773271365445191E-4,0,0,0,0,0,0,0,0]
[null,null,null,null,null,null,null,null,null,751,1.5633272952833395E-4,0,0,0,0,0,0,0,0]
[null,null,null,null,null,null,null,null,null,752,1.5353276127609797E-4,0,0,0,0,0,0,0,0]
[null,null,null,null,null,null,null,null,null,753,1.5073279302386196E-4,0,0,0,0,0,0,0,0]
[null,null,null,null,null,null,null,null,null,754,1.4863281683468498E-4,0,0,0,0,0,0,0,0]
[null,null,null,null,null,null,null,null,null,755,1.4583284858244903E-4,0,0,0,0,0,0,0,0]
[null,null,null,null,null,null,null,null,null,756,1.4443286445633098E-4,0,0,0,0,0,0,0,0]
[null,null,null,null,null,null,null,null,null,757,1.4373287239327203E-4,0,0,0,0,0,0,0,0]
[null,null,null,null,null,null,null,null,null,758,1.4303288033021302E-4,0,0,0,0,0,0,0,0]
[null,null,null,null,null,null,null,null,null,759,1.4443286445633098E-4,0,0,0,0,0,0,0,0]
[null,null,null,null,null,null,null,null,null,760,1.4513285651938999E-4,0,0,0,0,0,0,0,0]
[null,null,null,null,null,null,null,null,null,761,1.4513285651938999E-4,0,0,0,0,0,0,0,0]
[null,null,null,null,null,null,null,null,null,762,1.4513285651938999E-4,0,0,0,0,0,0,0,0]
[null,null,null,null,null,null,null,null,null,763,1.4443286445633098E-4,0,0,0,0,0,0,0,0]
[null,null,null,null,null,null,null,null,null,764,1.4443286445633098E-4,0,0,0,0,0,0,0,0]
[null,null,null,null,null,null,null,null,null,765,1.4443286445633098E-4,0,0,0,0,0,0,0,0]
[null,null,null,null,null,null,null,null,null,766,1.4303288033021302E-4,0,0,0,0,0,0,0,0]
[null,null,null,null,null,null,null,null,null,767,1.4163289620409503E-4,0,0,0,0,0,0,0,0]
[null,null,null,null,null,null,null,null,null,768,1.4093290414103602E-4,0,0,0,0,0,0,0,0]
[null,null,null,null,null,null,null,null,null,769,1.4303288033021302E-4,{"$f":"K781*$AB$10","v":0},0,{"$f":"M781*$AB$10","v":0},{"$f":"IF(N781>L781,L781,N781)","v":0},{"$f":"IF(L781<N781,N781-L781,0)","v":0},{"$f":"L781-N781","v":0},0,0]
[null,null,null,null,null,null,null,null,null,770,1.4163289620409503E-4,0,0,0,0,0,0,{"$f":"R781-Q782","v":0},{"$f":"S781-Q782","v":0}]
[null,null,null,null,null,null,null,null,null,771,1.4373287239327203E-4,0,0,0,0,0,0,0,0]
[null,null,null,null,null,null,null,null,null,772,1.4583284858244903E-4,0,0,0,0,0,0,0,0]
[null,null,null,null,null,null,null,null,null,773,1.4723283270856699E-4,0,0,0,0,0,0,0,0]
[null,null,null,null,null,null,null,null,null,774,1.4863281683468498E-4,0,0,0,0,0,0,0,0]
[null,null,null,null,null,null,null,null,null,775,1.5003280096080297E-4,0,0,0,0,0,0,0,0]
[null,null,null,null,null,null,null,null,null,776,1.5143278508692097E-4,0,0,0,0,0,0,0,0]
[null,null,null,null,null,null,null,null,null,777,1.5213277714997998E-4,0,0,0,0,0,0,0,0]
[null,null,null,null,null,null,null,null,null,778,1.5143278508692097E-4,0,0,0,0,0,0,0,0]
[null,null,null,null,null,null,null,null,null,779,1.5003280096080297E-4,0,0,0,0,0,0,0,0]
[null,null,null,null,null,null,null,null,null,780,1.4933280889774397E-4,0,0,0,0,0,0,0,0]
[null,null,null,null,null,null,null,null,null,781,1.4723283270856699E-4,0,0,0,0,0,0,0,0]
[null,null,null,null,null,null,null,null,null,782,1.4653284064550798E-4,0,0,0,0,0,0,0,0]
[null,null,null,null,null,null,null,null,null,783,1.4653284064550798E-4,0,0,0,0,0,0,0,0]
[null,null,null,null,null,null,null,null,null,784,1.4723283270856699E-4,0,0,0,0,0,0,0,0]
[null,null,null,null,null,null,null,null,null,785,1.4723283270856699E-4,0,0,0,0,0,0,0,0]
[null,null,null,null,null,null,null,null,null,786,1.4933280889774397E-4,0,0,0,0,0,0,0,0]
[null,null,null,null,null,null,null,null,null,787,1.5073279302386196E-4,0,0,0,0,0,0,0,0]
[null,null,null,null,null,null,null,null,null,788,1.5353276127609797E-4,0,0,0,0,0,0,0,0]
[null,null,null,null,null,null,null,null,null,789,1.5633272952833395E-4,0,0,0,0,0,0,0,0]
[null,null,null,null,null,null,null,null,null,790,1.605326819066879E-4,0,0,0,0,0,0,0,0]
[null,null,null,null,null,null,null,null,null,791,1.612326739697469E-4,0,0,0,0,0,0,0,0]
[null,null,null,null,null,null,null,null,null,792,1.6403264222198289E-4,0,0,0,0,0,0,0,0]
[null,null,null,null,null,null,null,null,null,793,1.6333265015892391E-4,0,0,0,0,0,0,0,0]
[null,null,null,null,null,null,null,null,null,794,1.5983268984362891E-4,0,0,0,0,0,0,0,0]
[null,null,null,null,null,null,null,null,null,795,1.5983268984362891E-4,0,0,0,0,0,0,0,0]
[null,null,null,null,null,null,null,null,null,796,1.626326580958649E-4,0,0,0,0,0,0,0,0]
[null,null,null,null,null,null,null,null,null,797,1.626326580958649E-4,0,0,0,0,0,0,0,0]
[null,null,null,null,null,null,null,null,null,798,1.626326580958649E-4,0,0,0,0,0,0,0,0]
[null,null,null,null,null,null,null,null,null,799,1.6403264222198289E-4,0,0,0,0,0,0,0,0]
[null,null,null,null,null,null,null,null,null,800,1.6613261841115989E-4,0,0,0,0,0,0,0,0]
[null,null,null,null,null,null,null,null,null,801,1.6963257872645488E-4,0,0,0,0,0,0,0,0]
[null,null,null,null,null,null,null,null,null,802,1.6613261841115989E-4,0,3.6393983083728811E-5,0,0,0,0,0,0]
[null,null,null,null,null,null,null,null,null,803,1.6403264222198289E-4,0,6.0684348537522485E-4,0,0,0,0,0,0]
[null,null,null,null,null,null,null,null,null,804,1.626326580958649E-4,0,0,0,0,0,0,0,0]
[null,null,null,null,null,null,null,null,null,805,1.5843270571751092E-4,0,0,0,0,0,0,0,0]
[null,null,null,null,null,null,null,null,null,806,1.5703272159139296E-4,0,5.1648175164507436E-4,0,0,0,0,0,0]
[null,null,null,null,null,null,null,null,null,807,1.5213277714997998E-4,0,0,0,0,0,0,0,0]
[null,null,null,null,null,null,null,null,null,808,1.5003280096080297E-4,0,1.8690266671233545E-4,0,0,0,0,0,0]
[null,null,null,null,null,null,null,null,null,809,1.591326977805699E-4,0,0,0,0,0,0,0,0]
[null,null,null,null,null,null,null,null,null,810,1.6543262634810091E-4,0,0,0,0,0,0,0,0]
[null,null,null,null,null,null,null,null,null,811,1.668326104742189E-4,0,0,0,0,0,0,0,0]
[null,null,null,null,null,null,null,null,null,812,1.7033257078951389E-4,0,0,0,0,0,0,0,0]
[null,null,null,null,null,null,null,null,null,813,1.7733249142010382E-4,0,0,0,0,0,0,0,0]
[null,null,null,null,null,null,null,null,null,814,1.8013245967233983E-4,0,0,0,0,0,0,0,0]
[null,null,null,null,null,null,null,null,null,815,1.7733249142010382E-4,0,0,0,0,0,0,0,0]
[null,null,null,null,null,null,null,null,null,816,1.7663249935704484E-4,0,0,0,0,0,0,0,0]
[null,null,null,null,null,null,null,null,null,817,1.7733249142010382E-4,0,0,0,0,0,0,0,0]
[null,null,null,null,null,null,null,null,null,818,1.6963257872645488E-4,0,0,0,0,0,0,0,0]
[null,null,null,null,null,null,null,null,null,819,1.6403264222198289E-4,0,0,0,0,0,0,0,0]
[null,null,null,null,null,null,null,null,null,820,1.6543262634810091E-4,0,0,0,0,0,0,0,0]
[null,null,null,null,null,null,null,null,null,821,1.668326104742189E-4,0,0,0,0,0,0,0,0]
[null,null,null,null,null,null,null,null,null,822,1.8083245173539881E-4,0,0,0,0,0,0,0,0]
[null,null,null,null,null,null,null,null,null,823,1.8853236442904775E-4,0,0,0,0,0,0,0,0]
[null,null,null,null,null,null,null,null,null,824,1.8783237236598876E-4,0,0,0,0,0,0,0,0]
[null,null,null,null,null,null,null,null,null,825,1.8573239617681176E-4,0,0,0,0,0,0,0,0]
[null,null,null,null,null,null,null,null,null,826,1.7803248348316283E-4,0,0,0,0,0,0,0,0]
[null,null,null,null,null,null,null,null,null,827,1.6753260253727788E-4,0,0,0,0,0,0,0,0]
[null,null,null,null,null,null,null,null,null,828,1.5703272159139296E-4,0,0,0,0,0,0,0,0]
[null,null,null,null,null,null,null,null,null,829,1.5213277714997998E-4,0,0,0,0,0,0,0,0]
[null,null,null,null,null,null,null,null,null,830,1.5423275333915695E-4,0,0,0,0,0,0,0,0]
[null,null,null,null,null,null,null,null,null,831,1.5493274540221596E-4,0,0,0,0,0,0,0,0]
[null,null,null,null,null,null,null,null,null,832,1.591326977805699E-4,0,0,0,0,0,0,0,0]
[null,null,null,null,null,null,null,null,null,833,1.6403264222198289E-4,{"$f":"K845*$AB$10","v":0},0,{"$f":"M845*$AB$10","v":0},{"$f":"IF(N845>L845,L845,N845)","v":0},{"$f":"IF(L845<N845,N845-L845,0)","v":0},{"$f":"L845-N845","v":0},0,0]
[null,null,null,null,null,null,null,null,null,834,1.6543262634810091E-4,0,0,0,0,0,0,{"$f":"R845-Q846","v":0},{"$f":"S845-Q846","v":0}]
[null,null,null,null,null,null,null,null,null,835,1.6753260253727788E-4,0,0,0,0,0,0,0,0]
[null,null,null,null,null,null,null,null,null,836,1.6753260253727788E-4,0,0,0,0,0,0,0,0]
[null,null,null,null,null,null,null,null,null,837,1.6613261841115989E-4,0,0,0,0,0,0,0,0]
[null,null,null,null,null,null,null,null,null,838,1.6403264222198289E-4,0,0,0,0,0,0,0,0]
[null,null,null,null,null,null,null,null,null,839,1.626326580958649E-4,0,0,0,0,0,0,0,0]
[null,null,null,null,null,null,null,null,null,840,1.626326580958649E-4,0,0,0,0,0,0,0,0]
[null,null,null,null,null,null,null,null,null,841,1.626326580958649E-4,0,0,0,0,0,0,0,0]
[null,null,null,null,null,null,null,null,null,842,1.626326580958649E-4,0,0,0,0,0,0,0,0]
[null,null,null,null,null,null,null,null,null,843,1.626326580958649E-4,0,0,0,0,0,0,0,0]
[null,null,null,null,null,null,null,null,null,844,1.626326580958649E-4,0,0,0,0,0,0,0,0]
[null,null,null,null,null,null,null,null,null,845,1.6193266603280591E-4,0,0,0,0,0,0,0,0]
[null,null,null,null,null,null,null,null,null,846,1.6193266603280591E-4,0,0,0,0,0,0,0,0]
[null,null,null,null,null,null,null,null,null,847,1.626326580958649E-4,0,0,0,0,0,0,0,0]
[null,null,null,null,null,null,null,null,null,848,1.626326580958649E-4,0,0,0,0,0,0,0,0]
[null,null,null,null,null,null,null,null,null,849,1.612326739697469E-4,0,0,0,0,0,0,0,0]
[null,null,null,null,null,null,null,null,null,850,1.605326819066879E-4,0,0,0,0,0,0,0,0]
[null,null,null,null,null,null,null,null,null,851,1.605326819066879E-4,0,0,0,0,0,0,0,0]
[null,null,null,null,null,null,null,null,null,852,1.591326977805699E-4,0,0,0,0,0,0,0,0]
[null,null,null,null,null,null,null,null,null,853,1.5703272159139296E-4,0,0,0,0,0,0,0,0]
[null,null,null,null,null,null,null,null,null,854,1.5353276127609797E-4,0,0,0,0,0,0,0,0]
[null,null,null,null,null,null,null,null,null,855,1.5213277714997998E-4,0,0,0,0,0,0,0,0]
[null,null,null,null,null,null,null,null,null,856,1.5493274540221596E-4,0,0,0,0,0,0,0,0]
[null,null,null,null,null,null,null,null,null,857,1.5633272952833395E-4,0,0,0,0,0,0,0,0]
[null,null,null,null,null,null,null,null,null,858,1.5843270571751092E-4,0,0,0,0,0,0,0,0]
[null,null,null,null,null,null,null,null,null,859,1.5983268984362891E-4,0,0,0,0,0,0,0,0]
[null,null,null,null,null,null,null,null,null,860,1.6193266603280591E-4,0,0,0,0,0,0,0,0]
[null,null,null,null,null,null,null,null,null,861,1.626326580958649E-4,0,0,0,0,0,0,0,0]
[null,null,null,null,null,null,null,null,null,862,1.647326342850419E-4,0,0,0,0,0,0,0,0]
[null,null,null,null,null,null,null,null,null,863,1.6823259460033689E-4,0,0,0,0,0,0,0,0]
[null,null,null,null,null,null,null,null,null,864,1.689325866633959E-4,0,0,0,0,0,0,0,0]
[null,null,null,null,null,null,null,null,null,865,1.6613261841115989E-4,0,0,0,0,0,0,0,0]
[null,null,null,null,null,null,null,null,null,866,1.6823259460033689E-4,0,0,0,0,0,0,0,0]
[null,null,null,null,null,null,null,null,null,867,1.6963257872645488E-4,0,0,0,0,0,0,0,0]
[null,null,null,null,null,null,null,null,null,868,1.6753260253727788E-4,0,0,0,0,0,0,0,0]
[null,null,null,null,null,null,null,null,null,869,1.6403264222198289E-4,0,0,0,0,0,0,0,0]
[null,null,null,null,null,null,null,null,null,870,1.6543262634810091E-4,0,0,0,0,0,0,0,0]
[null,null,null,null,null,null,null,null,null,871,1.6753260253727788E-4,0,0,0,0,0,0,0,0]
[null,null,null,null,null,null,null,null,null,872,1.6823259460033689E-4,0,0,0,0,0,0,0,0]
[null,null,null,null,null,null,null,null,null,873,1.6753260253727788E-4,0,0,0,0,0,0,0,0]
[null,null,null,null,null,null,null,null,null,874,1.668326104742189E-4,0,1.2444359063482619E-4,0,0,0,0,0,0]
[null,null,null,null,null,null,null,null,null,875,1.6613261841115989E-4,0,7.1020404973527935E-4,0,0,0,0,0,0]
[null,null,null,null,null,null,null,null,null,876,1.6403264222198289E-4,0,1.0124892648027545E-3,0,0,0,0,0,0]
[null,null,null,null,null,null,null,null,null,877,1.605326819066879E-4,0,6.0997559436606994E-4,0,0,0,0,0,0]
[null,null,null,null,null,null,null,null,null,878,1.5843270571751092E-4,0,3.6187372216119247E-4,0,0,0,0,0,0]
[null,null,null,null,null,null,null,null,null,879,1.5773271365445191E-4,0,7.9006505595289581E-4,0,0,0,0,0,0]
[null,null,null,null,null,null,null,null,null,880,1.5843270571751092E-4,0,5.3876605114110577E-4,0,0,0,0,0,0]
[null,null,null,null,null,null,null,null,null,881,1.6333265015892391E-4,0,0,0,0,0,0,0,0]
[null,null,null,null,null,null,null,null,null,882,1.7803248348316283E-4,0,0,0,0,0,0,0,0]
[null,null,null,null,null,null,null,null,null,883,1.8923235649210676E-4,0,0,0,0,0,0,0,0]
[null,null,null,null,null,null,null,null,null,884,1.9063234061822475E-4,0,0,0,0,0,0,0,0]
[null,null,null,null,null,null,null,null,null,885,1.997322374379917E-4,0,0,0,0,0,0,0,0]
[null,null,null,null,null,null,null,null,null,886,1.9903224537493269E-4,0,0,0,0,0,0,0,0]
[null,null,null,null,null,null,null,null,null,887,2.0603216600552268E-4,0,0,0,0,0,0,0,0]
[null,null,null,null,null,null,null,null,null,888,2.0883213425775863E-4,0,0,0,0,0,0,0,0]
[null,null,null,null,null,null,null,null,null,889,2.0953212632081762E-4,0,0,0,0,0,0,0,0]
[null,null,null,null,null,null,null,null,null,890,2.1583205488834862E-4,0,0,0,0,0,0,0,0]
[null,null,null,null,null,null,null,null,null,891,2.1233209457305362E-4,0,0,0,0,0,0,0,0]
[null,null,null,null,null,null,null,null,null,892,2.0743215013164067E-4,0,0,0,0,0,0,0,0]
[null,null,null,null,null,null,null,null,null,893,2.0953212632081762E-4,0,0,0,0,0,0,0,0]
[null,null,null,null,null,null,null,null,null,894,2.1583205488834862E-4,0,0,0,0,0,0,0,0]
[null,null,null,null,null,null,null,null,null,895,2.2423195964505656E-4,0,0,0,0,0,0,0,0]
[null,null,null,null,null,null,null,null,null,896,2.165320469514076E-4,0,0,0,0,0,0,0,0]
[null,null,null,null,null,null,null,null,null,897,2.0953212632081762E-4,{"$f":"K909*$AB$10","v":0},0,{"$f":"M909*$AB$10","v":0},{"$f":"IF(N909>L909,L909,N909)","v":0},{"$f":"IF(L909<N909,N909-L909,0)","v":0},{"$f":"L909-N909","v":0},0,0]
[null,null,null,null,null,null,null,null,null,898,1.9833225331187371E-4,0,2.4984550641133881E-4,0,0,0,0,{"$f":"R909-Q910","v":0},{"$f":"S909-Q910","v":0}]
[null,null,null,null,null,null,null,null,null,899,1.7663249935704484E-4,0,7.6915288794011472E-4,0,0,0,0,0,0]
[null,null,null,null,null,null,null,null,null,900,1.6613261841115989E-4,0,1.0674087822616636E-3,0,0,0,0,0,0]
[null,null,null,null,null,null,null,null,null,901,1.6193266603280591E-4,0,1.1993402980017991E-3,0,0,0,0,0,0]
[null,null,null,null,null,null,null,null,null,902,1.5843270571751092E-4,0,1.146311899504151E-3,0,0,0,0,0,0]
[null,null,null,null,null,null,null,null,null,903,1.5773271365445191E-4,0,9.1018648806737699E-4,0,0,0,0,0,0]
[null,null,null,null,null,null,null,null,null,904,1.5843270571751092E-4,0,4.7442464716696881E-4,0,0,0,0,0,0]
[null,null,null,null,null,null,null,null,null,905,1.647326342850419E-4,0,0,0,0,0,0,0,0]
[null,null,null,null,null,null,null,null,null,906,1.7943246760928082E-4,0,0,0,0,0,0,0,0]
[null,null,null,null,null,null,null,null,null,907,1.8993234855516577E-4,0,0,0,0,0,0,0,0]
[null,null,null,null,null,null,null,null,null,908,1.8993234855516577E-4,0,0,0,0,0,0,0,0]
[null,null,null,null,null,null,null,null,null,909,1.955322850596377E-4,0,0,0,0,0,0,0,0]
[null,null,null,null,null,null,null,null,null,910,2.0253220569022769E-4,0,0,0,0,0,0,0,0]
[null,null,null,null,null,null,null,null,null,911,2.0673215806858166E-4,0,0,0,0,0,0,0,0]
[null,null,null,null,null,null,null,null,null,912,2.1093211044693563E-4,0,0,0,0,0,0,0,0]
[null,null,null,null,null,null,null,null,null,913,2.1233209457305362E-4,0,0,0,0,0,0,0,0]
[null,null,null,null,null,null,null,null,null,914,2.0673215806858166E-4,0,0,0,0,0,0,0,0]
[null,null,null,null,null,null,null,null,null,915,1.997322374379917E-4,0,0,0,0,0,0,0,0]
[null,null,null,null,null,null,null,null,null,916,1.9063234061822475E-4,0,0,0,0,0,0,0,0]
[null,null,null,null,null,null,null,null,null,917,1.8503240411375276E-4,0,0,0,0,0,0,0,0]
[null,null,null,null,null,null,null,null,null,918,1.8713238030292976E-4,0,0,0,0,0,0,0,0]
[null,null,null,null,null,null,null,null,null,919,1.8503240411375276E-4,0,0,0,0,0,0,0,0]
[null,null,null,null,null,null,null,null,null,920,1.8573239617681176E-4,0,0,0,0,0,0,0,0]
[null,null,null,null,null,null,null,null,null,921,1.8433241205069377E-4,0,0,0,0,0,0,0,0]
[null,null,null,null,null,null,null,null,null,922,1.8153244379845782E-4,0,0,0,0,0,0,0,0]
[null,null,null,null,null,null,null,null,null,923,1.7873247554622181E-4,0,0,0,0,0,0,0,0]
[null,null,null,null,null,null,null,null,null,924,1.7523251523092684E-4,0,0,0,0,0,0,0,0]
[null,null,null,null,null,null,null,null,null,925,1.6823259460033689E-4,0,9.4675380688639531E-5,0,0,0,0,0,0]
[null,null,null,null,null,null,null,null,null,926,1.668326104742189E-4,0,0,0,0,0,0,0,0]
[null,null,null,null,null,null,null,null,null,927,1.647326342850419E-4,0,0,0,0,0,0,0,0]
[null,null,null,null,null,null,null,null,null,928,1.6193266603280591E-4,0,2.4731314663850464E-5,0,0,0,0,0,0]
[null,null,null,null,null,null,null,null,null,929,1.6543262634810091E-4,0,0,0,0,0,0,0,0]
[null,null,null,null,null,null,null,null,null,930,1.7943246760928082E-4,0,0,0,0,0,0,0,0]
[null,null,null,null,null,null,null,null,null,931,1.9343230887046076E-4,0,0,0,0,0,0,0,0]
[null,null,null,null,null,null,null,null,null,932,1.997322374379917E-4,0,0,0,0,0,0,0,0]
[null,null,null,null,null,null,null,null,null,933,2.1023211838387662E-4,0,0,0,0,0,0,0,0]
[null,null,null,null,null,null,null,null,null,934,2.1163210250999462E-4,0,0,0,0,0,0,0,0]
[null,null,null,null,null,null,null,null,null,935,2.1023211838387662E-4,0,0,0,0,0,0,0,0]
[null,null,null,null,null,null,null,null,null,936,2.1023211838387662E-4,0,0,0,0,0,0,0,0]
[null,null,null,null,null,null,null,null,null,937,2.1793203107752562E-4,0,0,0,0,0,0,0,0]
[null,null,null,null,null,null,null,null,null,938,2.1723203901446661E-4,0,0,0,0,0,0,0,0]
[null,null,null,null,null,null,null,null,null,939,2.1583205488834862E-4,0,0,0,0,0,0,0,0]
[null,null,null,null,null,null,null,null,null,940,2.1723203901446661E-4,0,0,0,0,0,0,0,0]
[null,null,null,null,null,null,null,null,null,941,2.186320231405846E-4,0,0,0,0,0,0,0,0]
[null,null,null,null,null,null,null,null,null,942,2.1513206282528961E-4,0,0,0,0,0,0,0,0]
[null,null,null,null,null,null,null,null,null,943,2.1023211838387662E-4,0,0,0,0,0,0,0,0]
[null,null,null,null,null,null,null,null,null,944,2.1793203107752562E-4,0,0,0,0,0,0,0,0]
[null,null,null,null,null,null,null,null,null,945,2.2773191996035156E-4,0,0,0,0,0,0,0,0]
[null,null,null,null,null,null,null,null,null,946,2.0393218981634568E-4,0,3.1928190515484071E-4,0,0,0,0,0,0]
[null,null,null,null,null,null,null,null,null,947,1.8083245173539881E-4,0,8.4717727110439464E-4,0,0,0,0,0,0]
[null,null,null,null,null,null,null,null,null,948,1.6403264222198289E-4,0,1.1613413536416765E-3,0,0,0,0,0,0]
[null,null,null,null,null,null,null,null,null,949,1.5143278508692097E-4,0,1.31339744777063E-3,0,0,0,0,0,0]
[null,null,null,null,null,null,null,null,null,950,1.4723283270856699E-4,0,1.2580204816616323E-3,0,0,0,0,0,0]
[null,null,null,null,null,null,null,null,null,951,1.4723283270856699E-4,0,1.0091972578631263E-3,0,0,0,0,0,0]
[null,null,null,null,null,null,null,null,null,952,1.4793282477162597E-4,0,5.4838308646877598E-4,0,0,0,0,0,0]
[null,null,null,null,null,null,null,null,null,953,1.5283276921303896E-4,0,0,0,0,0,0,0,0]
[null,null,null,null,null,null,null,null,null,954,1.5703272159139296E-4,0,0,0,0,0,0,0,0]
[null,null,null,null,null,null,null,null,null,955,1.6543262634810091E-4,0,0,0,0,0,0,0,0]
[null,null,null,null,null,null,null,null,null,956,1.668326104742189E-4,0,0,0,0,0,0,0,0]
[null,null,null,null,null,null,null,null,null,957,1.7173255491563185E-4,0,0,0,0,0,0,0,0]
[null,null,null,null,null,null,null,null,null,958,1.7243254697869089E-4,0,0,0,0,0,0,0,0]
[null,null,null,null,null,null,null,null,null,959,1.7313253904174984E-4,0,0,0,0,0,0,0,0]
[null,null,null,null,null,null,null,null,null,960,1.7593250729398583E-4,0,0,0,0,0,0,0,0]
[null,null,null,null,null,null,null,null,null,961,1.7663249935704484E-4,{"$f":"K973*$AB$10","v":0},0,{"$f":"M973*$AB$10","v":0},{"$f":"IF(N973>L973,L973,N973)","v":0},{"$f":"IF(L973<N973,N973-L973,0)","v":0},{"$f":"L973-N973","v":0},0,0]
[null,null,null,null,null,null,null,null,null,962,1.7523251523092684E-4,0,0,0,0,0,0,{"$f":"R973-Q974","v":0},{"$f":"S973-Q974","v":0}]
[null,null,null,null,null,null,null,null,null,963,1.7243254697869089E-4,0,0,0,0,0,0,0,0]
[null,null,null,null,null,null,null,null,null,964,1.7033257078951389E-4,0,0,0,0,0,0,0,0]
[null,null,null,null,null,null,null,null,null,965,1.7103256285257284E-4,0,0,0,0,0,0,0,0]
[null,null,null,null,null,null,null,null,null,966,1.6543262634810091E-4,0,0,0,0,0,0,0,0]
[null,null,null,null,null,null,null,null,null,967,1.6403264222198289E-4,0,0,0,0,0,0,0,0]
[null,null,null,null,null,null,null,null,null,968,1.6403264222198289E-4,0,0,0,0,0,0,0,0]
[null,null,null,null,null,null,null,null,null,969,1.6823259460033689E-4,0,0,0,0,0,0,0,0]
[null,null,null,null,null,null,null,null,null,970,1.7033257078951389E-4,0,0,0,0,0,0,0,0]
[null,null,null,null,null,null,null,null,null,971,1.6823259460033689E-4,0,0,0,0,0,0,0,0]
[null,null,null,null,null,null,null,null,null,972,1.647326342850419E-4,0,0,0,0,0,0,0,0]
[null,null,null,null,null,null,null,null,null,973,1.6333265015892391E-4,0,0,0,0,0,0,0,0]
[null,null,null,null,null,null,null,null,null,974,1.6193266603280591E-4,0,0,0,0,0,0,0,0]
[null,null,null,null,null,null,null,null,null,975,1.6193266603280591E-4,0,0,0,0,0,0,0,0]
[null,null,null,null,null,null,null,null,null,976,1.612326739697469E-4,0,0,0,0,0,0,0,0]
[null,null,null,null,null,null,null,null,null,977,1.612326739697469E-4,0,0,0,0,0,0,0,0]
[null,null,null,null,null,null,null,null,null,978,1.626326580958649E-4,0,0,0,0,0,0,0,0]
[null,null,null,null,null,null,null,null,null,979,1.626326580958649E-4,0,0,0,0,0,0,0,0]
[null,null,null,null,null,null,null,null,null,980,1.626326580958649E-4,0,0,0,0,0,0,0,0]
[null,null,null,null,null,null,null,null,null,981,1.626326580958649E-4,0,0,0,0,0,0,0,0]
[null,null,null,null,null,null,null,null,null,982,1.6193266603280591E-4,0,0,0,0,0,0,0,0]
[null,null,null,null,null,null,null,null,null,983,1.6193266603280591E-4,0,0,0,0,0,0,0,0]
[null,null,null,null,null,null,null,null,null,984,1.6193266603280591E-4,0,0,0,0,0,0,0,0]
[null,null,null,null,null,null,null,null,null,985,1.6193266603280591E-4,0,0,0,0,0,0,0,0]
[null,null,null,null,null,null,null,null,null,986,1.6193266603280591E-4,0,0,0,0,0,0,0,0]
[null,null,null,null,null,null,null,null,null,987,1.626326580958649E-4,0,0,0,0,0,0,0,0]
[null,null,null,null,null,null,null,null,null,988,1.6333265015892391E-4,0,0,0,0,0,0,0,0]
[null,null,null,null,null,null,null,null,null,989,1.6403264222198289E-4,0,0,0,0,0,0,0,0]
[null,null,null,null,null,null,null,null,null,990,1.647326342850419E-4,0,0,0,0,0,0,0,0]
[null,null,null,null,null,null,null,null,null,991,1.647326342850419E-4,0,0,0,0,0,0,0,0]
[null,null,null,null,null,null,null,null,null,992,1.647326342850419E-4,0,0,0,0,0,0,0,0]
[null,null,null,null,null,null,null,null,null,993,1.647326342850419E-4,0,0,0,0,0,0,0,0]
[null,null,null,null,null,null,null,null,null,994,1.6403264222198289E-4,0,0,0,0,0,0,0,0]
[null,null,null,null,null,null,null,null,null,995,1.6193266603280591E-4,0,0,0,0,0,0,0,0]
[null,null,null,null,null,null,null,null,null,996,1.5983268984362891E-4,0,0,0,0,0,0,0,0]
[null,null,null,null,null,null,null,null,null,997,1.5703272159139296E-4,0,0,0,0,0,0,0,0]
[null,null,null,null,null,null,null,null,null,998,1.5843270571751092E-4,0,0,0,0,0,0,0,0]
[null,null,null,null,null,null,null,null,null,999,1.5983268984362891E-4,0,0,0,0,0,0,0,0]
[null,null,null,null,null,null,null,null,null,1000,1.5983268984362891E-4,0,0,0,0,0,0,0,0]
[null,null,null,null,null,null,null,null,null,1001,1.605326819066879E-4,0,0,0,0,0,0,0,0]
[null,null,null,null,null,null,null,null,null,1002,1.626326580958649E-4,0,0,0,0,0,0,0,0]
[null,null,null,null,null,null,null,null,null,1003,1.6333265015892391E-4,0,0,0,0,0,0,0,0]
[null,null,null,null,null,null,null,null,null,1004,1.647326342850419E-4,0,0,0,0,0,0,0,0]
[null,null,null,null,null,null,null,null,null,1005,1.6543262634810091E-4,0,0,0,0,0,0,0,0]
[null,null,null,null,null,null,null,null,null,1006,1.668326104742189E-4,0,0,0,0,0,0,0,0]
[null,null,null,null,null,null,null,null,null,1007,1.689325866633959E-4,0,0,0,0,0,0,0,0]
[null,null,null,null,null,null,null,null,null,1008,1.6963257872645488E-4,0,0,0,0,0,0,0,0]
[null,null,null,null,null,null,null,null,null,1009,1.7033257078951389E-4,0,0,0,0,0,0,0,0]
[null,null,null,null,null,null,null,null,null,1010,1.7173255491563185E-4,0,0,0,0,0,0,0,0]
[null,null,null,null,null,null,null,null,null,1011,1.7243254697869089E-4,0,0,0,0,0,0,0,0]
[null,null,null,null,null,null,null,null,null,1012,1.7243254697869089E-4,0,0,0,0,0,0,0,0]
[null,null,null,null,null,null,null,null,null,1013,1.7313253904174984E-4,0,0,0,0,0,0,0,0]
[null,null,null,null,null,null,null,null,null,1014,1.7313253904174984E-4,0,0,0,0,0,0,0,0]
[null,null,null,null,null,null,null,null,null,1015,1.7873247554622181E-4,0,0,0,0,0,0,0,0]
[null,null,null,null,null,null,null,null,null,1016,1.8433241205069377E-4,0,0,0,0,0,0,0,0]
[null,null,null,null,null,null,null,null,null,1017,1.8293242792457581E-4,0,0,0,0,0,0,0,0]
[null,null,null,null,null,null,null,null,null,1018,1.8013245967233983E-4,0,3.3446371496384986E-4,0,0,0,0,0,0]
[null,null,null,null,null,null,null,null,null,1019,1.7733249142010382E-4,0,4.7526023922947843E-4,0,0,0,0,0,0]
[null,null,null,null,null,null,null,null,null,1020,1.7803248348316283E-4,0,1.0192152551580763E-3,0,0,0,0,0,0]
[null,null,null,null,null,null,null,null,null,1021,1.7663249935704484E-4,0,6.8942143086908418E-4,0,0,0,0,0,0]
[null,null,null,null,null,null,null,null,null,1022,1.7733249142010382E-4,0,2.7382950027405976E-4,0,0,0,0,0,0]
[null,null,null,null,null,null,null,null,null,1023,1.7593250729398583E-4,0,0,0,0,0,0,0,0]
[null,null,null,null,null,null,null,null,null,1024,1.7593250729398583E-4,0,0,0,0,0,0,0,0]
[null,null,null,null,null,null,null,null,null,1025,1.7663249935704484E-4,{"$f":"K1037*$AB$10","v":0},0,{"$f":"M1037*$AB$10","v":0},{"$f":"IF(N1037>L1037,L1037,N1037)","v":0},{"$f":"IF(L1037<N1037,N1037-L1037,0)","v":0},{"$f":"L1037-N1037","v":0},0,0]
[null,null,null,null,null,null,null,null,null,1026,1.8433241205069377E-4,0,0,0,0,0,0,{"$f":"R1037-Q1038","v":0},{"$f":"S1037-Q1038","v":0}]
[null,null,null,null,null,null,null,null,null,1027,1.8993234855516577E-4,0,0,0,0,0,0,0,0]
[null,null,null,null,null,null,null,null,null,1028,1.9413230093351974E-4,0,0,0,0,0,0,0,0]
[null,null,null,null,null,null,null,null,null,1029,1.9413230093351974E-4,0,0,0,0,0,0,0,0]
[null,null,null,null,null,null,null,null,null,1030,1.955322850596377E-4,0,0,0,0,0,0,0,0]
[null,null,null,null,null,null,null,null,null,1031,1.9623227712269674E-4,0,0,0,0,0,0,0,0]
[null,null,null,null,null,null,null,null,null,1032,1.9833225331187371E-4,0,0,0,0,0,0,0,0]
[null,null,null,null,null,null,null,null,null,1033,1.976322612488147E-4,0,0,0,0,0,0,0,0]
[null,null,null,null,null,null,null,null,null,1034,1.9623227712269674E-4,0,0,0,0,0,0,0,0]
[null,null,null,null,null,null,null,null,null,1035,1.955322850596377E-4,0,0,0,0,0,0,0,0]
[null,null,null,null,null,null,null,null,null,1036,1.9483229299657875E-4,0,0,0,0,0,0,0,0]
[null,null,null,null,null,null,null,null,null,1037,1.9693226918575575E-4,0,0,0,0,0,0,0,0]
[null,null,null,null,null,null,null,null,null,1038,1.9203232474434274E-4,0,0,0,0,0,0,0,0]
[null,null,null,null,null,null,null,null,null,1039,1.8853236442904775E-4,0,0,0,0,0,0,0,0]
[null,null,null,null,null,null,null,null,null,1040,1.8503240411375276E-4,0,0,0,0,0,0,0,0]
[null,null,null,null,null,null,null,null,null,1041,1.8083245173539881E-4,0,0,0,0,0,0,0,0]
[null,null,null,null,null,null,null,null,null,1042,1.7453252316786783E-4,0,0,0,0,0,0,0,0]
[null,null,null,null,null,null,null,null,null,1043,1.6753260253727788E-4,0,0,0,0,0,0,0,0]
[null,null,null,null,null,null,null,null,null,1044,1.6333265015892391E-4,0,0,0,0,0,0,0,0]
[null,null,null,null,null,null,null,null,null,1045,1.605326819066879E-4,0,0,0,0,0,0,0,0]
[null,null,null,null,null,null,null,null,null,1046,1.5773271365445191E-4,0,0,0,0,0,0,0,0]
[null,null,null,null,null,null,null,null,null,1047,1.5703272159139296E-4,0,0,0,0,0,0,0,0]
[null,null,null,null,null,null,null,null,null,1048,1.5423275333915695E-4,0,0,0,0,0,0,0,0]
[null,null,null,null,null,null,null,null,null,1049,1.5563273746527491E-4,0,0,0,0,0,0,0,0]
[null,null,null,null,null,null,null,null,null,1050,1.5773271365445191E-4,0,0,0,0,0,0,0,0]
[null,null,null,null,null,null,null,null,null,1051,1.591326977805699E-4,0,0,0,0,0,0,0,0]
[null,null,null,null,null,null,null,null,null,1052,1.605326819066879E-4,0,0,0,0,0,0,0,0]
[null,null,null,null,null,null,null,null,null,1053,1.605326819066879E-4,0,0,0,0,0,0,0,0]
[null,null,null,null,null,null,null,null,null,1054,1.5983268984362891E-4,0,0,0,0,0,0,0,0]
[null,null,null,null,null,null,null,null,null,1055,1.5983268984362891E-4,0,0,0,0,0,0,0,0]
[null,null,null,null,null,null,null,null,null,1056,1.5983268984362891E-4,0,0,0,0,0,0,0,0]
[null,null,null,null,null,null,null,null,null,1057,1.591326977805699E-4,0,0,0,0,0,0,0,0]
[null,null,null,null,null,null,null,null,null,1058,1.591326977805699E-4,0,0,0,0,0,0,0,0]
[null,null,null,null,null,null,null,null,null,1059,1.5843270571751092E-4,0,0,0,0,0,0,0,0]
[null,null,null,null,null,null,null,null,null,1060,1.5843270571751092E-4,0,0,0,0,0,0,0,0]
[null,null,null,null,null,null,null,null,null,1061,1.5773271365445191E-4,0,0,0,0,0,0,0,0]
[null,null,null,null,null,null,null,null,null,1062,1.5563273746527491E-4,0,0,0,0,0,0,0,0]
[null,null,null,null,null,null,null,null,null,1063,1.5493274540221596E-4,0,0,0,0,0,0,0,0]
[null,null,null,null,null,null,null,null,null,1064,1.5493274540221596E-4,0,0,0,0,0,0,0,0]
[null,null,null,null,null,null,null,null,null,1065,1.5353276127609797E-4,0,0,0,0,0,0,0,0]
[null,null,null,null,null,null,null,null,null,1066,1.5003280096080297E-4,0,0,0,0,0,0,0,0]
[null,null,null,null,null,null,null,null,null,1067,1.4583284858244903E-4,0,0,0,0,0,0,0,0]
[null,null,null,null,null,null,null,null,null,1068,1.4373287239327203E-4,0,0,0,0,0,0,0,0]
[null,null,null,null,null,null,null,null,null,1069,1.3743294382574105E-4,0,0,0,0,0,0,0,0]
[null,null,null,null,null,null,null,null,null,1070,1.3883292795185905E-4,0,0,0,0,0,0,0,0]
[null,null,null,null,null,null,null,null,null,1071,1.3953292001491803E-4,0,0,0,0,0,0,0,0]
[null,null,null,null,null,null,null,null,null,1072,1.3883292795185905E-4,0,0,0,0,0,0,0,0]
[null,null,null,null,null,null,null,null,null,1073,1.3743294382574105E-4,0,0,0,0,0,0,0,0]
[null,null,null,null,null,null,null,null,null,1074,1.3883292795185905E-4,0,0,0,0,0,0,0,0]
[null,null,null,null,null,null,null,null,null,1075,1.4093290414103602E-4,0,0,0,0,0,0,0,0]
[null,null,null,null,null,null,null,null,null,1076,1.4233288826715404E-4,0,0,0,0,0,0,0,0]
[null,null,null,null,null,null,null,null,null,1077,1.4513285651938999E-4,0,0,0,0,0,0,0,0]
[null,null,null,null,null,null,null,null,null,1078,1.4723283270856699E-4,0,0,0,0,0,0,0,0]
[null,null,null,null,null,null,null,null,null,1079,1.5073279302386196E-4,0,0,0,0,0,0,0,0]
[null,null,null,null,null,null,null,null,null,1080,1.5703272159139296E-4,0,0,0,0,0,0,0,0]
[null,null,null,null,null,null,null,null,null,1081,1.626326580958649E-4,0,0,0,0,0,0,0,0]
[null,null,null,null,null,null,null,null,null,1082,1.647326342850419E-4,0,0,0,0,0,0,0,0]
[null,null,null,null,null,null,null,null,null,1083,1.6543262634810091E-4,0,0,0,0,0,0,0,0]
[null,null,null,null,null,null,null,null,null,1084,1.6613261841115989E-4,0,0,0,0,0,0,0,0]
[null,null,null,null,null,null,null,null,null,1085,1.6823259460033689E-4,0,0,0,0,0,0,0,0]
[null,null,null,null,null,null,null,null,null,1086,1.6963257872645488E-4,0,0,0,0,0,0,0,0]
[null,null,null,null,null,null,null,null,null,1087,1.7103256285257284E-4,0,0,0,0,0,0,0,0]
[null,null,null,null,null,null,null,null,null,1088,1.7243254697869089E-4,0,0,0,0,0,0,0,0]
[null,null,null,null,null,null,null,null,null,1089,1.7313253904174984E-4,{"$f":"K1101*$AB$10","v":0},0,{"$f":"M1101*$AB$10","v":0},{"$f":"IF(N1101>L1101,L1101,N1101)","v":0},{"$f":"IF(L1101<N1101,N1101-L1101,0)","v":0},{"$f":"L1101-N1101","v":0},0,0]
[null,null,null,null,null,null,null,null,null,1090,1.7383253110480885E-4,0,0,0,0,0,0,{"$f":"R1101-Q1102","v":0},{"$f":"S1101-Q1102","v":0}]
[null,null,null,null,null,null,null,null,null,1091,1.7313253904174984E-4,0,0,0,0,0,0,0,0]
[null,null,null,null,null,null,null,null,null,1092,1.7173255491563185E-4,0,0,0,0,0,0,0,0]
[null,null,null,null,null,null,null,null,null,1093,1.689325866633959E-4,0,0,0,0,0,0,0,0]
[null,null,null,null,null,null,null,null,null,1094,1.6753260253727788E-4,0,0,0,0,0,0,0,0]
[null,null,null,null,null,null,null,null,null,1095,1.647326342850419E-4,0,0,0,0,0,0,0,0]
[null,null,null,null,null,null,null,null,null,1096,1.647326342850419E-4,0,0,0,0,0,0,0,0]
[null,null,null,null,null,null,null,null,null,1097,1.647326342850419E-4,0,0,0,0,0,0,0,0]
[null,null,null,null,null,null,null,null,null,1098,1.6613261841115989E-4,0,0,0,0,0,0,0,0]
[null,null,null,null,null,null,null,null,null,1099,1.6823259460033689E-4,0,0,0,0,0,0,0,0]
[null,null,null,null,null,null,null,null,null,1100,1.6963257872645488E-4,0,0,0,0,0,0,0,0]
[null,null,null,null,null,null,null,null,null,1101,1.7033257078951389E-4,0,0,0,0,0,0,0,0]
[null,null,null,null,null,null,null,null,null,1102,1.7313253904174984E-4,0,0,0,0,0,0,0,0]
[null,null,null,null,null,null,null,null,null,1103,1.7593250729398583E-4,0,0,0,0,0,0,0,0]
[null,null,null,null,null,null,null,null,null,1104,1.8293242792457581E-4,0,0,0,0,0,0,0,0]
[null,null,null,null,null,null,null,null,null,1105,1.7943246760928082E-4,0,0,0,0,0,0,0,0]
[null,null,null,null,null,null,null,null,null,1106,1.8153244379845782E-4,0,0,0,0,0,0,0,0]
[null,null,null,null,null,null,null,null,null,1107,1.8433241205069377E-4,0,0,0,0,0,0,0,0]
[null,null,null,null,null,null,null,null,null,1108,1.8853236442904775E-4,0,0,0,0,0,0,0,0]
[null,null,null,null,null,null,null,null,null,1109,1.9203232474434274E-4,0,0,0,0,0,0,0,0]
[null,null,null,null,null,null,null,null,null,1110,1.8503240411375276E-4,0,0,0,0,0,0,0,0]
[null,null,null,null,null,null,null,null,null,1111,1.8223243586151677E-4,0,0,0,0,0,0,0,0]
[null,null,null,null,null,null,null,null,null,1112,1.7733249142010382E-4,0,0,0,0,0,0,0,0]
[null,null,null,null,null,null,null,null,null,1113,1.7243254697869089E-4,0,0,0,0,0,0,0,0]
[null,null,null,null,null,null,null,null,null,1114,1.6823259460033689E-4,0,0,0,0,0,0,0,0]
[null,null,null,null,null,null,null,null,null,1115,1.6543262634810091E-4,0,0,0,0,0,0,0,0]
[null,null,null,null,null,null,null,null,null,1116,1.6193266603280591E-4,0,0,0,0,0,0,0,0]
[null,null,null,null,null,null,null,null,null,1117,1.5843270571751092E-4,0,0,0,0,0,0,0,0]
[null,null,null,null,null,null,null,null,null,1118,1.5773271365445191E-4,0,0,0,0,0,0,0,0]
[null,null,null,null,null,null,null,null,null,1119,1.5983268984362891E-4,0,0,0,0,0,0,0,0]
[null,null,null,null,null,null,null,null,null,1120,1.6193266603280591E-4,0,0,0,0,0,0,0,0]
[null,null,null,null,null,null,null,null,null,1121,1.626326580958649E-4,0,0,0,0,0,0,0,0]
[null,null,null,null,null,null,null,null,null,1122,1.5983268984362891E-4,0,0,0,0,0,0,0,0]
[null,null,null,null,null,null,null,null,null,1123,1.5353276127609797E-4,0,0,0,0,0,0,0,0]
[null,null,null,null,null,null,null,null,null,1124,1.4653284064550798E-4,0,0,0,0,0,0,0,0]
[null,null,null,null,null,null,null,null,null,1125,1.4093290414103602E-4,0,0,0,0,0,0,0,0]
[null,null,null,null,null,null,null,null,null,1126,1.3813293588880004E-4,0,0,0,0,0,0,0,0]
[null,null,null,null,null,null,null,null,null,1127,1.3603295969962304E-4,0,0,0,0,0,0,0,0]
[null,null,null,null,null,null,null,null,null,1128,1.3533296763656405E-4,0,0,0,0,0,0,0,0]
[null,null,null,null,null,null,null,null,null,1129,1.325329993843281E-4,0,0,0,0,0,0,0,0]
[null,null,null,null,null,null,null,null,null,1130,1.2973303113209209E-4,0,0,0,0,0,0,0,0]
[null,null,null,null,null,null,null,null,null,1131,1.2693306287985611E-4,0,0,0,0,0,0,0,0]
[null,null,null,null,null,null,null,null,null,1132,1.2553307875373812E-4,0,0,0,0,0,0,0,0]
[null,null,null,null,null,null,null,null,null,1133,1.2553307875373812E-4,0,0,0,0,0,0,0,0]
[null,null,null,null,null,null,null,null,null,1134,1.262330708167971E-4,0,0,0,0,0,0,0,0]
[null,null,null,null,null,null,null,null,null,1135,1.2693306287985611E-4,0,0,0,0,0,0,0,0]
[null,null,null,null,null,null,null,null,null,1136,1.2693306287985611E-4,0,0,0,0,0,0,0,0]
[null,null,null,null,null,null,null,null,null,1137,1.2763305494291509E-4,0,0,0,0,0,0,0,0]
[null,null,null,null,null,null,null,null,null,1138,1.262330708167971E-4,0,0,0,0,0,0,0,0]
[null,null,null,null,null,null,null,null,null,1139,1.2273311050150213E-4,0,0,0,0,0,0,0,0]
[null,null,null,null,null,null,null,null,null,1140,1.2063313431232515E-4,0,0,0,0,0,0,0,0]
[null,null,null,null,null,null,null,null,null,1141,1.2063313431232515E-4,0,0,0,0,0,0,0,0]
[null,null,null,null,null,null,null,null,null,1142,1.2203311843844312E-4,0,0,0,0,0,0,0,0]
[null,null,null,null,null,null,null,null,null,1143,1.2273311050150213E-4,0,0,0,0,0,0,0,0]
[null,null,null,null,null,null,null,null,null,1144,1.2343310256456111E-4,0,0,0,0,0,0,0,0]
[null,null,null,null,null,null,null,null,null,1145,1.2483308669067911E-4,0,0,0,0,0,0,0,0]
[null,null,null,null,null,null,null,null,null,1146,1.2483308669067911E-4,0,0,0,0,0,0,0,0]
[null,null,null,null,null,null,null,null,null,1147,1.2483308669067911E-4,0,0,0,0,0,0,0,0]
[null,null,null,null,null,null,null,null,null,1148,1.2553307875373812E-4,0,0,0,0,0,0,0,0]
[null,null,null,null,null,null,null,null,null,1149,1.304330231951511E-4,0,0,0,0,0,0,0,0]
[null,null,null,null,null,null,null,null,null,1150,1.3323299144738705E-4,0,0,0,0,0,0,0,0]
[null,null,null,null,null,null,null,null,null,1151,1.3743294382574105E-4,0,0,0,0,0,0,0,0]
[null,null,null,null,null,null,null,null,null,1152,1.3953292001491803E-4,0,0,0,0,0,0,0,0]
[null,null,null,null,null,null,null,null,null,1153,1.3953292001491803E-4,{"$f":"K1165*$AB$10","v":0},0,{"$f":"M1165*$AB$10","v":0},{"$f":"IF(N1165>L1165,L1165,N1165)","v":0},{"$f":"IF(L1165<N1165,N1165-L1165,0)","v":0},{"$f":"L1165-N1165","v":0},0,0]
[null,null,null,null,null,null,null,null,null,1154,1.4303288033021302E-4,0,0,0,0,0,0,{"$f":"R1165-Q1166","v":0},{"$f":"S1165-Q1166","v":0}]
[null,null,null,null,null,null,null,null,null,1155,1.4583284858244903E-4,0,0,0,0,0,0,0,0]
[null,null,null,null,null,null,null,null,null,1156,1.4653284064550798E-4,0,0,0,0,0,0,0,0]
[null,null,null,null,null,null,null,null,null,1157,1.5283276921303896E-4,0,0,0,0,0,0,0,0]
[null,null,null,null,null,null,null,null,null,1158,1.5213277714997998E-4,0,0,0,0,0,0,0,0]
[null,null,null,null,null,null,null,null,null,1159,1.5703272159139296E-4,0,0,0,0,0,0,0,0]
[null,null,null,null,null,null,null,null,null,1160,1.668326104742189E-4,0,0,0,0,0,0,0,0]
[null,null,null,null,null,null,null,null,null,1161,1.6543262634810091E-4,0,0,0,0,0,0,0,0]
[null,null,null,null,null,null,null,null,null,1162,1.6193266603280591E-4,0,3.1759423561318275E-4,0,0,0,0,0,0]
[null,null,null,null,null,null,null,null,null,1163,1.5843270571751092E-4,0,7.5228706732184908E-4,0,0,0,0,0,0]
[null,null,null,null,null,null,null,null,null,1164,1.5563273746527491E-4,0,1.1202075028618665E-3,0,0,0,0,0,0]
[null,null,null,null,null,null,null,null,null,1165,1.5143278508692097E-4,0,1.2527948179557051E-3,0,0,0,0,0,0]
[null,null,null,null,null,null,null,null,null,1166,1.4653284064550798E-4,0,1.1984330547508265E-3,0,0,0,0,0,0]
[null,null,null,null,null,null,null,null,null,1167,1.4303288033021302E-4,0,9.4071513555803632E-4,0,0,0,0,0,0]
[null,null,null,null,null,null,null,null,null,1168,1.3883292795185905E-4,0,5.5511144632608607E-4,0,0,0,0,0,0]
[null,null,null,null,null,null,null,null,null,1169,1.3743294382574105E-4,0,1.8520859001968691E-4,0,0,0,0,0,0]
[null,null,null,null,null,null,null,null,null,1170,1.4863281683468498E-4,0,0,0,0,0,0,0,0]
[null,null,null,null,null,null,null,null,null,1171,1.6403264222198289E-4,0,0,0,0,0,0,0,0]
[null,null,null,null,null,null,null,null,null,1172,1.7243254697869089E-4,0,0,0,0,0,0,0,0]
[null,null,null,null,null,null,null,null,null,1173,1.7453252316786783E-4,0,0,0,0,0,0,0,0]
[null,null,null,null,null,null,null,null,null,1174,1.8083245173539881E-4,0,0,0,0,0,0,0,0]
[null,null,null,null,null,null,null,null,null,1175,1.8293242792457581E-4,0,0,0,0,0,0,0,0]
[null,null,null,null,null,null,null,null,null,1176,1.7873247554622181E-4,0,0,0,0,0,0,0,0]
[null,null,null,null,null,null,null,null,null,1177,1.7453252316786783E-4,0,0,0,0,0,0,0,0]
[null,null,null,null,null,null,null,null,null,1178,1.7453252316786783E-4,0,0,0,0,0,0,0,0]
[null,null,null,null,null,null,null,null,null,1179,1.7733249142010382E-4,0,0,0,0,0,0,0,0]
[null,null,null,null,null,null,null,null,null,1180,1.7873247554622181E-4,0,0,0,0,0,0,0,0]
[null,null,null,null,null,null,null,null,null,1181,1.8083245173539881E-4,0,0,0,0,0,0,0,0]
[null,null,null,null,null,null,null,null,null,1182,1.8293242792457581E-4,0,0,0,0,0,0,0,0]
[null,null,null,null,null,null,null,null,null,1183,1.8573239617681176E-4,0,0,0,0,0,0,0,0]
[null,null,null,null,null,null,null,null,null,1184,1.8433241205069377E-4,0,0,0,0,0,0,0,0]
[null,null,null,null,null,null,null,null,null,1185,1.7943246760928082E-4,0,0,0,0,0,0,0,0]
[null,null,null,null,null,null,null,null,null,1186,1.7103256285257284E-4,0,0,0,0,0,0,0,0]
[null,null,null,null,null,null,null,null,null,1187,1.6333265015892391E-4,0,0,0,0,0,0,0,0]
[null,null,null,null,null,null,null,null,null,1188,1.5283276921303896E-4,0,0,0,0,0,0,0,0]
[null,null,null,null,null,null,null,null,null,1189,1.4513285651938999E-4,0,0,0,0,0,0,0,0]
[null,null,null,null,null,null,null,null,null,1190,1.3743294382574105E-4,0,0,0,0,0,0,0,0]
[null,null,null,null,null,null,null,null,null,1191,1.283330470059741E-4,0,0,0,0,0,0,0,0]
[null,null,null,null,null,null,null,null,null,1192,1.2343310256456111E-4,0,0,0,0,0,0,0,0]
[null,null,null,null,null,null,null,null,null,1193,1.2483308669067911E-4,0,0,0,0,0,0,0,0]
[null,null,null,null,null,null,null,null,null,1194,1.283330470059741E-4,0,0,0,0,0,0,0,0]
[null,null,null,null,null,null,null,null,null,1195,1.3113301525821005E-4,0,0,0,0,0,0,0,0]
[null,null,null,null,null,null,null,null,null,1196,1.3183300732126906E-4,0,0,0,0,0,0,0,0]
[null,null,null,null,null,null,null,null,null,1197,1.325329993843281E-4,0,0,0,0,0,0,0,0]
[null,null,null,null,null,null,null,null,null,1198,1.3113301525821005E-4,0,0,0,0,0,0,0,0]
[null,null,null,null,null,null,null,null,null,1199,1.2903303906903311E-4,0,0,0,0,0,0,0,0]
[null,null,null,null,null,null,null,null,null,1200,1.283330470059741E-4,0,0,0,0,0,0,0,0]
[null,null,null,null,null,null,null,null,null,1201,1.2903303906903311E-4,0,0,0,0,0,0,0,0]
[null,null,null,null,null,null,null,null,null,1202,1.2973303113209209E-4,0,0,0,0,0,0,0,0]
[null,null,null,null,null,null,null,null,null,1203,1.2903303906903311E-4,0,0,0,0,0,0,0,0]
[null,null,null,null,null,null,null,null,null,1204,1.304330231951511E-4,0,0,0,0,0,0,0,0]
[null,null,null,null,null,null,null,null,null,1205,1.3113301525821005E-4,0,0,0,0,0,0,0,0]
[null,null,null,null,null,null,null,null,null,1206,1.304330231951511E-4,0,0,0,0,0,0,0,0]
[null,null,null,null,null,null,null,null,null,1207,1.3183300732126906E-4,0,0,0,0,0,0,0,0]
[null,null,null,null,null,null,null,null,null,1208,1.325329993843281E-4,0,0,0,0,0,0,0,0]
[null,null,null,null,null,null,null,null,null,1209,1.3183300732126906E-4,0,0,0,0,0,0,0,0]
[null,null,null,null,null,null,null,null,null,1210,1.2903303906903311E-4,0,0,0,0,0,0,0,0]
[null,null,null,null,null,null,null,null,null,1211,1.2693306287985611E-4,0,0,0,0,0,0,0,0]
[null,null,null,null,null,null,null,null,null,1212,1.2273311050150213E-4,0,0,0,0,0,0,0,0]
[null,null,null,null,null,null,null,null,null,1213,1.1853315812314815E-4,0,0,0,0,0,0,0,0]
[null,null,null,null,null,null,null,null,null,1214,1.2063313431232515E-4,0,0,0,0,0,0,0,0]
[null,null,null,null,null,null,null,null,null,1215,1.241330946276201E-4,0,0,0,0,0,0,0,0]
[null,null,null,null,null,null,null,null,null,1216,1.2483308669067911E-4,0,0,0,0,0,0,0,0]
[null,null,null,null,null,null,null,null,null,1217,1.262330708167971E-4,{"$f":"K1229*$AB$10","v":0},0,{"$f":"M1229*$AB$10","v":0},{"$f":"IF(N1229>L1229,L1229,N1229)","v":0},{"$f":"IF(L1229<N1229,N1229-L1229,0)","v":0},{"$f":"L1229-N1229","v":0},0,0]
[null,null,null,null,null,null,null,null,null,1218,1.283330470059741E-4,0,0,0,0,0,0,{"$f":"R1229-Q1230","v":0},{"$f":"S1229-Q1230","v":0}]
[null,null,null,null,null,null,null,null,null,1219,1.2903303906903311E-4,0,0,0,0,0,0,0,0]
[null,null,null,null,null,null,null,null,null,1220,1.2973303113209209E-4,0,0,0,0,0,0,0,0]
[null,null,null,null,null,null,null,null,null,1221,1.3323299144738705E-4,0,0,0,0,0,0,0,0]
[null,null,null,null,null,null,null,null,null,1222,1.3533296763656405E-4,0,0,0,0,0,0,0,0]
[null,null,null,null,null,null,null,null,null,1223,1.3743294382574105E-4,0,0,0,0,0,0,0,0]
[null,null,null,null,null,null,null,null,null,1224,1.4093290414103602E-4,0,0,0,0,0,0,0,0]
[null,null,null,null,null,null,null,null,null,1225,1.3743294382574105E-4,0,0,0,0,0,0,0,0]
[null,null,null,null,null,null,null,null,null,1226,1.3533296763656405E-4,0,0,0,0,0,0,0,0]
[null,null,null,null,null,null,null,null,null,1227,1.3323299144738705E-4,0,0,0,0,0,0,0,0]
[null,null,null,null,null,null,null,null,null,1228,1.3323299144738705E-4,0,0,0,0,0,0,0,0]
[null,null,null,null,null,null,null,null,null,1229,1.3323299144738705E-4,0,0,0,0,0,0,0,0]
[null,null,null,null,null,null,null,null,null,1230,1.325329993843281E-4,0,0,0,0,0,0,0,0]
[null,null,null,null,null,null,null,null,null,1231,1.325329993843281E-4,0,0,0,0,0,0,0,0]
[null,null,null,null,null,null,null,null,null,1232,1.2903303906903311E-4,0,0,0,0,0,0,0,0]
[null,null,null,null,null,null,null,null,null,1233,1.283330470059741E-4,0,0,0,0,0,0,0,0]
[null,null,null,null,null,null,null,null,null,1234,1.2763305494291509E-4,0,0,0,0,0,0,0,0]
[null,null,null,null,null,null,null,null,null,1235,1.2483308669067911E-4,0,0,0,0,0,0,0,0]
[null,null,null,null,null,null,null,null,null,1236,1.2063313431232515E-4,0,0,0,0,0,0,0,0]
[null,null,null,null,null,null,null,null,null,1237,1.2203311843844312E-4,0,0,0,0,0,0,0,0]
[null,null,null,null,null,null,null,null,null,1238,1.1993314224926614E-4,0,0,0,0,0,0,0,0]
[null,null,null,null,null,null,null,null,null,1239,1.1923315018620715E-4,0,0,0,0,0,0,0,0]
[null,null,null,null,null,null,null,null,null,1240,1.1853315812314815E-4,0,0,0,0,0,0,0,0]
[null,null,null,null,null,null,null,null,null,1241,1.241330946276201E-4,0,0,0,0,0,0,0,0]
[null,null,null,null,null,null,null,null,null,1242,1.2973303113209209E-4,0,0,0,0,0,0,0,0]
[null,null,null,null,null,null,null,null,null,1243,1.325329993843281E-4,0,0,0,0,0,0,0,0]
[null,null,null,null,null,null,null,null,null,1244,1.325329993843281E-4,0,0,0,0,0,0,0,0]
[null,null,null,null,null,null,null,null,null,1245,1.304330231951511E-4,0,0,0,0,0,0,0,0]
[null,null,null,null,null,null,null,null,null,1246,1.325329993843281E-4,0,0,0,0,0,0,0,0]
[null,null,null,null,null,null,null,null,null,1247,1.3323299144738705E-4,0,0,0,0,0,0,0,0]
[null,null,null,null,null,null,null,null,null,1248,1.3463297557350504E-4,0,0,0,0,0,0,0,0]
[null,null,null,null,null,null,null,null,null,1249,1.3673295176268204E-4,0,0,0,0,0,0,0,0]
[null,null,null,null,null,null,null,null,null,1250,1.3883292795185905E-4,0,0,0,0,0,0,0,0]
[null,null,null,null,null,null,null,null,null,1251,1.3463297557350504E-4,0,0,0,0,0,0,0,0]
[null,null,null,null,null,null,null,null,null,1252,1.3393298351044606E-4,0,0,0,0,0,0,0,0]
[null,null,null,null,null,null,null,null,null,1253,1.3393298351044606E-4,0,0,0,0,0,0,0,0]
[null,null,null,null,null,null,null,null,null,1254,1.3603295969962304E-4,0,0,0,0,0,0,0,0]
[null,null,null,null,null,null,null,null,null,1255,1.3463297557350504E-4,0,0,0,0,0,0,0,0]
[null,null,null,null,null,null,null,null,null,1256,1.3393298351044606E-4,0,0,0,0,0,0,0,0]
[null,null,null,null,null,null,null,null,null,1257,1.325329993843281E-4,0,0,0,0,0,0,0,0]
[null,null,null,null,null,null,null,null,null,1258,1.2903303906903311E-4,0,0,0,0,0,0,0,0]
[null,null,null,null,null,null,null,null,null,1259,1.2203311843844312E-4,0,0,0,0,0,0,0,0]
[null,null,null,null,null,null,null,null,null,1260,1.2203311843844312E-4,0,0,0,0,0,0,0,0]
[null,null,null,null,null,null,null,null,null,1261,1.1993314224926614E-4,0,0,0,0,0,0,0,0]
[null,null,null,null,null,null,null,null,null,1262,1.1993314224926614E-4,0,0,0,0,0,0,0,0]
[null,null,null,null,null,null,null,null,null,1263,1.2133312637538414E-4,0,0,0,0,0,0,0,0]
[null,null,null,null,null,null,null,null,null,1264,1.2203311843844312E-4,0,0,0,0,0,0,0,0]
[null,null,null,null,null,null,null,null,null,1265,1.2553307875373812E-4,0,0,0,0,0,0,0,0]
[null,null,null,null,null,null,null,null,null,1266,1.3463297557350504E-4,0,0,0,0,0,0,0,0]
[null,null,null,null,null,null,null,null,null,1267,1.4723283270856699E-4,0,0,0,0,0,0,0,0]
[null,null,null,null,null,null,null,null,null,1268,1.5213277714997998E-4,0,0,0,0,0,0,0,0]
[null,null,null,null,null,null,null,null,null,1269,1.5983268984362891E-4,0,0,0,0,0,0,0,0]
[null,null,null,null,null,null,null,null,null,1270,1.5983268984362891E-4,0,0,0,0,0,0,0,0]
[null,null,null,null,null,null,null,null,null,1271,1.591326977805699E-4,0,0,0,0,0,0,0,0]
[null,null,null,null,null,null,null,null,null,1272,1.626326580958649E-4,0,0,0,0,0,0,0,0]
[null,null,null,null,null,null,null,null,null,1273,1.605326819066879E-4,0,0,0,0,0,0,0,0]
[null,null,null,null,null,null,null,null,null,1274,1.591326977805699E-4,0,0,0,0,0,0,0,0]
[null,null,null,null,null,null,null,null,null,1275,1.591326977805699E-4,0,0,0,0,0,0,0,0]
[null,null,null,null,null,null,null,null,null,1276,1.5773271365445191E-4,0,0,0,0,0,0,0,0]
[null,null,null,null,null,null,null,null,null,1277,1.5843270571751092E-4,0,0,0,0,0,0,0,0]
[null,null,null,null,null,null,null,null,null,1278,1.591326977805699E-4,0,0,0,0,0,0,0,0]
[null,null,null,null,null,null,null,null,null,1279,1.591326977805699E-4,0,0,0,0,0,0,0,0]
[null,null,null,null,null,null,null,null,null,1280,1.5843270571751092E-4,0,0,0,0,0,0,0,0]
[null,null,null,null,null,null,null,null,null,1281,1.5563273746527491E-4,{"$f":"K1293*$AB$10","v":0},0,{"$f":"M1293*$AB$10","v":0},{"$f":"IF(N1293>L1293,L1293,N1293)","v":0},{"$f":"IF(L1293<N1293,N1293-L1293,0)","v":0},{"$f":"L1293-N1293","v":0},0,0]
[null,null,null,null,null,null,null,null,null,1282,1.5283276921303896E-4,0,0,0,0,0,0,{"$f":"R1293-Q1294","v":0},{"$f":"S1293-Q1294","v":0}]
[null,null,null,null,null,null,null,null,null,1283,1.4793282477162597E-4,0,0,0,0,0,0,0,0]
[null,null,null,null,null,null,null,null,null,1284,1.4513285651938999E-4,0,0,0,0,0,0,0,0]
[null,null,null,null,null,null,null,null,null,1285,1.4583284858244903E-4,0,0,0,0,0,0,0,0]
[null,null,null,null,null,null,null,null,null,1286,1.4303288033021302E-4,0,0,0,0,0,0,0,0]
[null,null,null,null,null,null,null,null,null,1287,1.4093290414103602E-4,0,0,0,0,0,0,0,0]
[null,null,null,null,null,null,null,null,null,1288,1.4093290414103602E-4,0,0,0,0,0,0,0,0]
[null,null,null,null,null,null,null,null,null,1289,1.4303288033021302E-4,0,0,0,0,0,0,0,0]
[null,null,null,null,null,null,null,null,null,1290,1.4303288033021302E-4,0,0,0,0,0,0,0,0]
[null,null,null,null,null,null,null,null,null,1291,1.4373287239327203E-4,0,0,0,0,0,0,0,0]
[null,null,null,null,null,null,null,null,null,1292,1.4373287239327203E-4,0,0,0,0,0,0,0,0]
[null,null,null,null,null,null,null,null,null,1293,1.4373287239327203E-4,0,0,0,0,0,0,0,0]
[null,null,null,null,null,null,null,null,null,1294,1.4443286445633098E-4,0,0,0,0,0,0,0,0]
[null,null,null,null,null,null,null,null,null,1295,1.4443286445633098E-4,0,0,0,0,0,0,0,0]
[null,null,null,null,null,null,null,null,null,1296,1.4513285651938999E-4,0,0,0,0,0,0,0,0]
[null,null,null,null,null,null,null,null,null,1297,1.8713238030292976E-4,0,0,0,0,0,0,0,0]
[null,null,null,null,null,null,null,null,null,1298,1.8993234855516577E-4,0,0,0,0,0,0,0,0]
[null,null,null,null,null,null,null,null,null,1299,1.8783237236598876E-4,0,0,0,0,0,0,0,0]
[null,null,null,null,null,null,null,null,null,1300,1.8993234855516577E-4,0,0,0,0,0,0,0,0]
[null,null,null,null,null,null,null,null,null,1301,1.9483229299657875E-4,0,0,0,0,0,0,0,0]
[null,null,null,null,null,null,null,null,null,1302,1.976322612488147E-4,0,0,0,0,0,0,0,0]
[null,null,null,null,null,null,null,null,null,1303,1.9903224537493269E-4,0,0,0,0,0,0,0,0]
[null,null,null,null,null,null,null,null,null,1304,1.976322612488147E-4,0,0,0,0,0,0,0,0]
[null,null,null,null,null,null,null,null,null,1305,1.8433241205069377E-4,0,0,0,0,0,0,0,0]
[null,null,null,null,null,null,null,null,null,1306,1.6403264222198289E-4,0,0,0,0,0,0,0,0]
[null,null,null,null,null,null,null,null,null,1307,1.6403264222198289E-4,0,0,0,0,0,0,0,0]
[null,null,null,null,null,null,null,null,null,1308,1.5843270571751092E-4,0,4.3816243116484625E-4,0,0,0,0,0,0]
[null,null,null,null,null,null,null,null,null,1309,1.5283276921303896E-4,0,7.1323558547750775E-7,0,0,0,0,0,0]
[null,null,null,null,null,null,null,null,null,1310,1.5633272952833395E-4,0,0,0,0,0,0,0,0]
[null,null,null,null,null,null,null,null,null,1311,1.6613261841115989E-4,0,0,0,0,0,0,0,0]
[null,null,null,null,null,null,null,null,null,1312,1.6823259460033689E-4,0,1.0698321128610356E-4,0,0,0,0,0,0]
[null,null,null,null,null,null,null,null,null,1313,1.689325866633959E-4,0,0,0,0,0,0,0,0]
[null,null,null,null,null,null,null,null,null,1314,1.7103256285257284E-4,0,0,0,0,0,0,0,0]
[null,null,null,null,null,null,null,null,null,1315,1.7803248348316283E-4,0,0,0,0,0,0,0,0]
[null,null,null,null,null,null,null,null,null,1316,1.7803248348316283E-4,0,0,0,0,0,0,0,0]
[null,null,null,null,null,null,null,null,null,1317,1.7943246760928082E-4,0,0,0,0,0,0,0,0]
[null,null,null,null,null,null,null,null,null,1318,1.8223243586151677E-4,0,0,0,0,0,0,0,0]
[null,null,null,null,null,null,null,null,null,1319,1.8153244379845782E-4,0,0,0,0,0,0,0,0]
[null,null,null,null,null,null,null,null,null,1320,1.7733249142010382E-4,0,0,0,0,0,0,0,0]
[null,null,null,null,null,null,null,null,null,1321,1.7593250729398583E-4,0,0,0,0,0,0,0,0]
[null,null,null,null,null,null,null,null,null,1322,1.7453252316786783E-4,0,0,0,0,0,0,0,0]
[null,null,null,null,null,null,null,null,null,1323,1.7523251523092684E-4,0,0,0,0,0,0,0,0]
[null,null,null,null,null,null,null,null,null,1324,1.8433241205069377E-4,0,0,0,0,0,0,0,0]
[null,null,null,null,null,null,null,null,null,1325,1.8503240411375276E-4,0,0,0,0,0,0,0,0]
[null,null,null,null,null,null,null,null,null,1326,1.9623227712269674E-4,0,0,0,0,0,0,0,0]
[null,null,null,null,null,null,null,null,null,1327,1.9063234061822475E-4,0,0,0,0,0,0,0,0]
[null,null,null,null,null,null,null,null,null,1328,1.8363241998763476E-4,0,0,0,0,0,0,0,0]
[null,null,null,null,null,null,null,null,null,1329,1.8223243586151677E-4,0,0,0,0,0,0,0,0]
[null,null,null,null,null,null,null,null,null,1330,1.7803248348316283E-4,0,4.0262941303413749E-4,0,0,0,0,0,0]
[null,null,null,null,null,null,null,null,null,1331,1.7523251523092684E-4,0,2.9902462613591184E-4,0,0,0,0,0,0]
[null,null,null,null,null,null,null,null,null,1332,1.689325866633959E-4,0,8.9642535972296686E-4,0,0,0,0,0,0]
[null,null,null,null,null,null,null,null,null,1333,1.6403264222198289E-4,0,1.3163981355919987E-4,0,0,0,0,0,0]
[null,null,null,null,null,null,null,null,null,1334,1.5773271365445191E-4,0,0,0,0,0,0,0,0]
[null,null,null,null,null,null,null,null,null,1335,1.5773271365445191E-4,0,2.8924986169827263E-4,0,0,0,0,0,0]
[null,null,null,null,null,null,null,null,null,1336,1.591326977805699E-4,0,0,0,0,0,0,0,0]
[null,null,null,null,null,null,null,null,null,1337,1.5983268984362891E-4,0,0,0,0,0,0,0,0]
[null,null,null,null,null,null,null,null,null,1338,1.6823259460033689E-4,0,0,0,0,0,0,0,0]
[null,null,null,null,null,null,null,null,null,1339,1.8153244379845782E-4,0,0,0,0,0,0,0,0]
[null,null,null,null,null,null,null,null,null,1340,1.8573239617681176E-4,0,0,0,0,0,0,0,0]
[null,null,null,null,null,null,null,null,null,1341,1.8923235649210676E-4,0,0,0,0,0,0,0,0]
[null,null,null,null,null,null,null,null,null,1342,1.9833225331187371E-4,0,0,0,0,0,0,0,0]
[null,null,null,null,null,null,null,null,null,1343,2.0743215013164067E-4,0,0,0,0,0,0,0,0]
[null,null,null,null,null,null,null,null,null,1344,2.0953212632081762E-4,0,0,0,0,0,0,0,0]
[null,null,null,null,null,null,null,null,null,1345,2.1583205488834862E-4,{"$f":"K1357*$AB$10","v":0},0,{"$f":"M1357*$AB$10","v":0},{"$f":"IF(N1357>L1357,L1357,N1357)","v":0},{"$f":"IF(L1357<N1357,N1357-L1357,0)","v":0},{"$f":"L1357-N1357","v":0},0,0]
[null,null,null,null,null,null,null,null,null,1346,2.1513206282528961E-4,0,0,0,0,0,0,{"$f":"R1357-Q1358","v":0},{"$f":"S1357-Q1358","v":0}]
[null,null,null,null,null,null,null,null,null,1347,2.1233209457305362E-4,0,0,0,0,0,0,0,0]
[null,null,null,null,null,null,null,null,null,1348,2.0533217394246367E-4,0,0,0,0,0,0,0,0]
[null,null,null,null,null,null,null,null,null,1349,2.0043222950105071E-4,0,0,0,0,0,0,0,0]
[null,null,null,null,null,null,null,null,null,1350,1.9483229299657875E-4,0,0,0,0,0,0,0,0]
[null,null,null,null,null,null,null,null,null,1351,1.8853236442904775E-4,0,0,0,0,0,0,0,0]
[null,null,null,null,null,null,null,null,null,1352,1.8643238823987077E-4,0,0,0,0,0,0,0,0]
[null,null,null,null,null,null,null,null,null,1353,1.8433241205069377E-4,0,0,0,0,0,0,0,0]
[null,null,null,null,null,null,null,null,null,1354,1.8503240411375276E-4,0,0,0,0,0,0,0,0]
[null,null,null,null,null,null,null,null,null,1355,1.8363241998763476E-4,0,0,0,0,0,0,0,0]
[null,null,null,null,null,null,null,null,null,1356,1.8083245173539881E-4,0,0,0,0,0,0,0,0]
[null,null,null,null,null,null,null,null,null,1357,1.8013245967233983E-4,0,0,0,0,0,0,0,0]
[null,null,null,null,null,null,null,null,null,1358,1.7943246760928082E-4,0,0,0,0,0,0,0,0]
[null,null,null,null,null,null,null,null,null,1359,1.8013245967233983E-4,0,0,0,0,0,0,0,0]
[null,null,null,null,null,null,null,null,null,1360,1.8153244379845782E-4,0,4.862168234095307E-4,0,0,0,0,0,0]
[null,null,null,null,null,null,null,null,null,1361,1.8573239617681176E-4,0,0,0,0,0,0,0,0]
[null,null,null,null,null,null,null,null,null,1362,1.8923235649210676E-4,0,0,0,0,0,0,0,0]
[null,null,null,null,null,null,null,null,null,1363,1.9413230093351974E-4,0,0,0,0,0,0,0,0]
[null,null,null,null,null,null,null,null,null,1364,1.9413230093351974E-4,0,0,0,0,0,0,0,0]
[null,null,null,null,null,null,null,null,null,1365,1.955322850596377E-4,0,0,0,0,0,0,0,0]
[null,null,null,null,null,null,null,null,null,1366,1.976322612488147E-4,0,0,0,0,0,0,0,0]
[null,null,null,null,null,null,null,null,null,1367,2.0533217394246367E-4,0,0,0,0,0,0,0,0]
[null,null,null,null,null,null,null,null,null,1368,2.165320469514076E-4,0,0,0,0,0,0,0,0]
[null,null,null,null,null,null,null,null,null,1369,2.2703192789729255E-4,0,0,0,0,0,0,0,0]
[null,null,null,null,null,null,null,null,null,1370,2.3123188027564652E-4,0,0,0,0,0,0,0,0]
[null,null,null,null,null,null,null,null,null,1371,2.2773191996035156E-4,0,0,0,0,0,0,0,0]
[null,null,null,null,null,null,null,null,null,1372,2.1933201520364361E-4,0,0,0,0,0,0,0,0]
[null,null,null,null,null,null,null,null,null,1373,2.3053188821258754E-4,0,0,0,0,0,0,0,0]
[null,null,null,null,null,null,null,null,null,1374,2.2983189614952853E-4,0,0,0,0,0,0,0,0]
[null,null,null,null,null,null,null,null,null,1375,2.2423195964505656E-4,0,0,0,0,0,0,0,0]
[null,null,null,null,null,null,null,null,null,1376,2.1933201520364361E-4,0,0,0,0,0,0,0,0]
[null,null,null,null,null,null,null,null,null,1377,2.1233209457305362E-4,0,0,0,0,0,0,0,0]
[null,null,null,null,null,null,null,null,null,1378,2.032321977532867E-4,0,1.1232748289270694E-5,0,0,0,0,0,0]
[null,null,null,null,null,null,null,null,null,1379,1.9483229299657875E-4,0,8.21236145843551E-5,0,0,0,0,0,0]
[null,null,null,null,null,null,null,null,null,1380,1.8853236442904775E-4,0,8.8762208805035013E-4,0,0,0,0,0,0]
[null,null,null,null,null,null,null,null,null,1381,1.8363241998763476E-4,0,6.7513135532480705E-4,0,0,0,0,0,0]
[null,null,null,null,null,null,null,null,null,1382,1.8153244379845782E-4,0,2.1482194209852817E-4,0,0,0,0,0,0]
[null,null,null,null,null,null,null,null,null,1383,1.8083245173539881E-4,0,0,0,0,0,0,0,0]
[null,null,null,null,null,null,null,null,null,1384,1.8433241205069377E-4,0,0,0,0,0,0,0,0]
[null,null,null,null,null,null,null,null,null,1385,1.8643238823987077E-4,0,0,0,0,0,0,0,0]
[null,null,null,null,null,null,null,null,null,1386,1.9063234061822475E-4,0,0,0,0,0,0,0,0]
[null,null,null,null,null,null,null,null,null,1387,1.9343230887046076E-4,0,0,0,0,0,0,0,0]
[null,null,null,null,null,null,null,null,null,1388,1.9483229299657875E-4,0,0,0,0,0,0,0,0]
[null,null,null,null,null,null,null,null,null,1389,1.9483229299657875E-4,0,0,0,0,0,0,0,0]
[null,null,null,null,null,null,null,null,null,1390,1.976322612488147E-4,0,0,0,0,0,0,0,0]
[null,null,null,null,null,null,null,null,null,1391,2.1023211838387662E-4,0,0,0,0,0,0,0,0]
[null,null,null,null,null,null,null,null,null,1392,2.2213198345587956E-4,0,0,0,0,0,0,0,0]
[null,null,null,null,null,null,null,null,null,1393,2.3053188821258754E-4,0,0,0,0,0,0,0,0]
[null,null,null,null,null,null,null,null,null,1394,2.3893179296929549E-4,0,0,0,0,0,0,0,0]
[null,null,null,null,null,null,null,null,null,1395,2.4313174534764946E-4,0,0,0,0,0,0,0,0]
[null,null,null,null,null,null,null,null,null,1396,2.529316342304754E-4,0,0,0,0,0,0,0,0]
[null,null,null,null,null,null,null,null,null,1397,2.5433161835659336E-4,0,0,0,0,0,0,0,0]
[null,null,null,null,null,null,null,null,null,1398,2.571315866088294E-4,0,0,0,0,0,0,0,0]
[null,null,null,null,null,null,null,null,null,1399,2.5783157867188838E-4,0,0,0,0,0,0,0,0]
[null,null,null,null,null,null,null,null,null,1400,2.6133153898718334E-4,0,0,0,0,0,0,0,0]
[null,null,null,null,null,null,null,null,null,1401,2.5153165010435743E-4,0,0,0,0,0,0,0,0]
[null,null,null,null,null,null,null,null,null,1402,2.3753180884317747E-4,0,4.8484553639232972E-4,0,0,0,0,0,0]
[null,null,null,null,null,null,null,null,null,1403,2.165320469514076E-4,0,1.0232265611093273E-3,0,0,0,0,0,0]
[null,null,null,null,null,null,null,null,null,1404,1.976322612488147E-4,0,1.3650557926356644E-3,0,0,0,0,0,0]
[null,null,null,null,null,null,null,null,null,1405,1.9273231680740175E-4,0,1.4996144995508194E-3,0,0,0,0,0,0]
[null,null,null,null,null,null,null,null,null,1406,1.8853236442904775E-4,0,1.4515689318239221E-3,0,0,0,0,0,0]
[null,null,null,null,null,null,null,null,null,1407,1.8643238823987077E-4,0,1.2007476984887276E-3,0,0,0,0,0,0]
[null,null,null,null,null,null,null,null,null,1408,1.8503240411375276E-4,0,7.3939106577129916E-4,0,0,0,0,0,0]
[null,null,null,null,null,null,null,null,null,1409,1.8573239617681176E-4,{"$f":"K1421*$AB$10","v":0},2.0320226912567643E-4,{"$f":"M1421*$AB$10","v":0},{"$f":"IF(N1421>L1421,L1421,N1421)","v":0},{"$f":"IF(L1421<N1421,N1421-L1421,0)","v":0},{"$f":"L1421-N1421","v":0},0,0]
[null,null,null,null,null,null,null,null,null,1410,1.9203232474434274E-4,0,0,0,0,0,0,{"$f":"R1421-Q1422","v":0},{"$f":"S1421-Q1422","v":0}]
[null,null,null,null,null,null,null,null,null,1411,2.018322136271687E-4,0,0,0,0,0,0,0,0]
[null,null,null,null,null,null,null,null,null,1412,2.0883213425775863E-4,0,0,0,0,0,0,0,0]
[null,null,null,null,null,null,null,null,null,1413,2.1443207076223063E-4,0,0,0,0,0,0,0,0]
[null,null,null,null,null,null,null,null,null,1414,2.2493195170811555E-4,0,0,0,0,0,0,0,0]
[null,null,null,null,null,null,null,null,null,1415,2.2353196758199755E-4,0,0,0,0,0,0,0,0]
[null,null,null,null,null,null,null,null,null,1416,2.1303208663611261E-4,0,0,0,0,0,0,0,0]
[null,null,null,null,null,null,null,null,null,1417,1.9133233268128376E-4,0,0,0,0,0,0,0,0]
[null,null,null,null,null,null,null,null,null,1418,2.1373207869917162E-4,0,0,0,0,0,0,0,0]
[null,null,null,null,null,null,null,null,null,1419,2.2563194377117455E-4,0,0,0,0,0,0,0,0]
[null,null,null,null,null,null,null,null,null,1420,2.2913190408646955E-4,0,0,0,0,0,0,0,0]
[null,null,null,null,null,null,null,null,null,1421,2.4033177709541348E-4,0,0,0,0,0,0,0,0]
[null,null,null,null,null,null,null,null,null,1422,2.4943167391518043E-4,0,0,0,0,0,0,0,0]
[null,null,null,null,null,null,null,null,null,1423,2.550316104196524E-4,0,0,0,0,0,0,0,0]
[null,null,null,null,null,null,null,null,null,1424,2.5153165010435743E-4,0,0,0,0,0,0,0,0]
[null,null,null,null,null,null,null,null,null,1425,2.3263186440176448E-4,0,0,0,0,0,0,0,0]
[null,null,null,null,null,null,null,null,null,1426,1.9343230887046076E-4,0,5.5932058077515321E-4,0,0,0,0,0,0]
[null,null,null,null,null,null,null,null,null,1427,1.7383253110480885E-4,0,1.0669270429316355E-3,0,0,0,0,0,0]
[null,null,null,null,null,null,null,null,null,1428,1.7173255491563185E-4,0,1.3821431191176775E-3,0,0,0,0,0,0]
[null,null,null,null,null,null,null,null,null,1429,1.647326342850419E-4,0,1.3150815609143918E-3,0,0,0,0,0,0]
[null,null,null,null,null,null,null,null,null,1430,1.6333265015892391E-4,0,1.5096204834883456E-3,0,0,0,0,0,0]
[null,null,null,null,null,null,null,null,null,1431,1.612326739697469E-4,0,1.0335060354245166E-3,0,0,0,0,0,0]
[null,null,null,null,null,null,null,null,null,1432,1.605326819066879E-4,0,2.2564647043408288E-4,0,0,0,0,0,0]
[null,null,null,null,null,null,null,null,null,1433,1.647326342850419E-4,0,0,0,0,0,0,0,0]
[null,null,null,null,null,null,null,null,null,1434,1.647326342850419E-4,0,0,0,0,0,0,0,0]
[null,null,null,null,null,null,null,null,null,1435,1.8363241998763476E-4,0,0,0,0,0,0,0,0]
[null,null,null,null,null,null,null,null,null,1436,1.9063234061822475E-4,0,0,0,0,0,0,0,0]
[null,null,null,null,null,null,null,null,null,1437,2.0043222950105071E-4,0,0,0,0,0,0,0,0]
[null,null,null,null,null,null,null,null,null,1438,2.0673215806858166E-4,0,0,0,0,0,0,0,0]
[null,null,null,null,null,null,null,null,null,1439,2.1303208663611261E-4,0,0,0,0,0,0,0,0]
[null,null,null,null,null,null,null,null,null,1440,2.1793203107752562E-4,0,0,0,0,0,0,0,0]
[null,null,null,null,null,null,null,null,null,1441,2.1933201520364361E-4,0,0,0,0,0,0,0,0]
[null,null,null,null,null,null,null,null,null,1442,2.1163210250999462E-4,0,0,0,0,0,0,0,0]
[null,null,null,null,null,null,null,null,null,1443,2.0463218187940469E-4,0,0,0,0,0,0,0,0]
[null,null,null,null,null,null,null,null,null,1444,2.0253220569022769E-4,0,0,0,0,0,0,0,0]
[null,null,null,null,null,null,null,null,null,1445,2.011322215641097E-4,0,0,0,0,0,0,0,0]
[null,null,null,null,null,null,null,null,null,1446,1.976322612488147E-4,0,0,0,0,0,0,0,0]
[null,null,null,null,null,null,null,null,null,1447,1.9693226918575575E-4,0,0,0,0,0,0,0,0]
[null,null,null,null,null,null,null,null,null,1448,1.9693226918575575E-4,0,0,0,0,0,0,0,0]
[null,null,null,null,null,null,null,null,null,1449,1.8783237236598876E-4,0,0,0,0,0,0,0,0]
[null,null,null,null,null,null,null,null,null,1450,1.7663249935704484E-4,0,2.3304013820993512E-4,0,0,0,0,0,0]
[null,null,null,null,null,null,null,null,null,1451,1.6543262634810091E-4,0,4.5437494086576909E-4,0,0,0,0,0,0]
[null,null,null,null,null,null,null,null,null,1452,1.5983268984362891E-4,0,1.5003005993994336E-4,0,0,0,0,0,0]
[null,null,null,null,null,null,null,null,null,1453,1.5773271365445191E-4,0,7.4753894231984093E-4,0,0,0,0,0,0]
[null,null,null,null,null,null,null,null,null,1454,1.5493274540221596E-4,0,1.0385971122333203E-3,0,0,0,0,0,0]
[null,null,null,null,null,null,null,null,null,1455,1.5353276127609797E-4,0,1.1402222255638046E-3,0,0,0,0,0,0]
[null,null,null,null,null,null,null,null,null,1456,1.5493274540221596E-4,0,4.1739158272430601E-4,0,0,0,0,0,0]
[null,null,null,null,null,null,null,null,null,1457,1.5563273746527491E-4,0,0,0,0,0,0,0,0]
[null,null,null,null,null,null,null,null,null,1458,1.6403264222198289E-4,0,0,0,0,0,0,0,0]
[null,null,null,null,null,null,null,null,null,1459,1.7243254697869089E-4,0,0,0,0,0,0,0,0]
[null,null,null,null,null,null,null,null,null,1460,1.7663249935704484E-4,0,0,0,0,0,0,0,0]
[null,null,null,null,null,null,null,null,null,1461,1.7523251523092684E-4,0,0,0,0,0,0,0,0]
[null,null,null,null,null,null,null,null,null,1462,1.7453252316786783E-4,0,0,0,0,0,0,0,0]
[null,null,null,null,null,null,null,null,null,1463,1.7593250729398583E-4,0,0,0,0,0,0,0,0]
[null,null,null,null,null,null,null,null,null,1464,1.7873247554622181E-4,0,0,0,0,0,0,0,0]
[null,null,null,null,null,null,null,null,null,1465,1.7873247554622181E-4,0,0,0,0,0,0,0,0]
[null,null,null,null,null,null,null,null,null,1466,1.7803248348316283E-4,0,0,0,0,0,0,0,0]
[null,null,null,null,null,null,null,null,null,1467,1.7873247554622181E-4,0,0,0,0,0,0,0,0]
[null,null,null,null,null,null,null,null,null,1468,1.8013245967233983E-4,0,0,0,0,0,0,0,0]
[null,null,null,null,null,null,null,null,null,1469,1.7873247554622181E-4,0,0,0,0,0,0,0,0]
[null,null,null,null,null,null,null,null,null,1470,1.7733249142010382E-4,0,0,0,0,0,0,0,0]
[null,null,null,null,null,null,null,null,null,1471,1.7803248348316283E-4,0,0,0,0,0,0,0,0]
[null,null,null,null,null,null,null,null,null,1472,1.7663249935704484E-4,0,0,0,0,0,0,0,0]
[null,null,null,null,null,null,null,null,null,1473,1.7453252316786783E-4,{"$f":"K1485*$AB$10","v":0},0,{"$f":"M1485*$AB$10","v":0},{"$f":"IF(N1485>L1485,L1485,N1485)","v":0},{"$f":"IF(L1485<N1485,N1485-L1485,0)","v":0},{"$f":"L1485-N1485","v":0},0,0]
[null,null,null,null,null,null,null,null,null,1474,1.7103256285257284E-4,0,1.4586216962676719E-4,0,0,0,0,{"$f":"R1485-Q1486","v":0},{"$f":"S1485-Q1486","v":0}]
[null,null,null,null,null,null,null,null,null,1475,1.668326104742189E-4,0,3.3955052835983986E-4,0,0,0,0,0,0]
[null,null,null,null,null,null,null,null,null,1476,1.626326580958649E-4,0,4.3650430682858467E-4,0,0,0,0,0,0]
[null,null,null,null,null,null,null,null,null,1477,1.5843270571751092E-4,0,4.1645828631405496E-4,0,0,0,0,0,0]
[null,null,null,null,null,null,null,null,null,1478,1.5773271365445191E-4,0,1.9645913046611752E-4,0,0,0,0,0,0]
[null,null,null,null,null,null,null,null,null,1479,1.5983268984362891E-4,0,0,0,0,0,0,0,0]
[null,null,null,null,null,null,null,null,null,1480,1.6333265015892391E-4,0,4.1020099586359037E-4,0,0,0,0,0,0]
[null,null,null,null,null,null,null,null,null,1481,1.689325866633959E-4,0,7.1335114458319511E-5,0,0,0,0,0,0]
[null,null,null,null,null,null,null,null,null,1482,1.7173255491563185E-4,0,0,0,0,0,0,0,0]
[null,null,null,null,null,null,null,null,null,1483,1.7313253904174984E-4,0,0,0,0,0,0,0,0]
[null,null,null,null,null,null,null,null,null,1484,1.7453252316786783E-4,0,0,0,0,0,0,0,0]
[null,null,null,null,null,null,null,null,null,1485,1.7453252316786783E-4,0,0,0,0,0,0,0,0]
[null,null,null,null,null,null,null,null,null,1486,1.7593250729398583E-4,0,0,0,0,0,0,0,0]
[null,null,null,null,null,null,null,null,null,1487,1.7733249142010382E-4,0,0,0,0,0,0,0,0]
[null,null,null,null,null,null,null,null,null,1488,1.7873247554622181E-4,0,0,0,0,0,0,0,0]
[null,null,null,null,null,null,null,null,null,1489,1.8083245173539881E-4,0,0,0,0,0,0,0,0]
[null,null,null,null,null,null,null,null,null,1490,1.8153244379845782E-4,0,0,0,0,0,0,0,0]
[null,null,null,null,null,null,null,null,null,1491,1.8433241205069377E-4,0,0,0,0,0,0,0,0]
[null,null,null,null,null,null,null,null,null,1492,1.8713238030292976E-4,0,0,0,0,0,0,0,0]
[null,null,null,null,null,null,null,null,null,1493,1.8993234855516577E-4,0,0,0,0,0,0,0,0]
[null,null,null,null,null,null,null,null,null,1494,1.9133233268128376E-4,0,0,0,0,0,0,0,0]
[null,null,null,null,null,null,null,null,null,1495,1.9413230093351974E-4,0,0,0,0,0,0,0,0]
[null,null,null,null,null,null,null,null,null,1496,1.9483229299657875E-4,0,0,0,0,0,0,0,0]
[null,null,null,null,null,null,null,null,null,1497,1.9273231680740175E-4,0,0,0,0,0,0,0,0]
[null,null,null,null,null,null,null,null,null,1498,1.8993234855516577E-4,0,0,0,0,0,0,0,0]
[null,null,null,null,null,null,null,null,null,1499,1.8783237236598876E-4,0,0,0,0,0,0,0,0]
[null,null,null,null,null,null,null,null,null,1500,1.8713238030292976E-4,0,0,0,0,0,0,0,0]
[null,null,null,null,null,null,null,null,null,1501,1.8643238823987077E-4,0,0,0,0,0,0,0,0]
[null,null,null,null,null,null,null,null,null,1502,1.8013245967233983E-4,0,0,0,0,0,0,0,0]
[null,null,null,null,null,null,null,null,null,1503,1.7943246760928082E-4,0,0,0,0,0,0,0,0]
[null,null,null,null,null,null,null,null,null,1504,1.8293242792457581E-4,0,0,0,0,0,0,0,0]
[null,null,null,null,null,null,null,null,null,1505,1.8573239617681176E-4,0,0,0,0,0,0,0,0]
[null,null,null,null,null,null,null,null,null,1506,1.8923235649210676E-4,0,0,0,0,0,0,0,0]
[null,null,null,null,null,null,null,null,null,1507,1.955322850596377E-4,0,0,0,0,0,0,0,0]
[null,null,null,null,null,null,null,null,null,1508,2.0043222950105071E-4,0,0,0,0,0,0,0,0]
[null,null,null,null,null,null,null,null,null,1509,2.0603216600552268E-4,0,0,0,0,0,0,0,0]
[null,null,null,null,null,null,null,null,null,1510,2.1373207869917162E-4,0,0,0,0,0,0,0,0]
[null,null,null,null,null,null,null,null,null,1511,2.0603216600552268E-4,0,0,0,0,0,0,0,0]
[null,null,null,null,null,null,null,null,null,1512,2.0043222950105071E-4,0,0,0,0,0,0,0,0]
[null,null,null,null,null,null,null,null,null,1513,2.0393218981634568E-4,0,0,0,0,0,0,0,0]
[null,null,null,null,null,null,null,null,null,1514,2.0603216600552268E-4,0,0,0,0,0,0,0,0]
[null,null,null,null,null,null,null,null,null,1515,2.0603216600552268E-4,0,0,0,0,0,0,0,0]
[null,null,null,null,null,null,null,null,null,1516,2.0813214219469962E-4,0,0,0,0,0,0,0,0]
[null,null,null,null,null,null,null,null,null,1517,2.165320469514076E-4,0,0,0,0,0,0,0,0]
[null,null,null,null,null,null,null,null,null,1518,2.2003200726670259E-4,0,0,0,0,0,0,0,0]
[null,null,null,null,null,null,null,null,null,1519,2.2493195170811555E-4,0,0,0,0,0,0,0,0]
[null,null,null,null,null,null,null,null,null,1520,2.2633193583423354E-4,0,0,0,0,0,0,0,0]
[null,null,null,null,null,null,null,null,null,1521,2.186320231405846E-4,0,0,0,0,0,0,0,0]
[null,null,null,null,null,null,null,null,null,1522,2.1163210250999462E-4,0,5.6829045349752582E-4,0,0,0,0,0,0]
[null,null,null,null,null,null,null,null,null,1523,2.0533217394246367E-4,0,1.0639712205174447E-3,0,0,0,0,0,0]
[null,null,null,null,null,null,null,null,null,1524,2.0463218187940469E-4,0,1.4704717301627888E-3,0,0,0,0,0,0]
[null,null,null,null,null,null,null,null,null,1525,1.997322374379917E-4,0,1.5606154361898256E-3,0,0,0,0,0,0]
[null,null,null,null,null,null,null,null,null,1526,1.9623227712269674E-4,0,1.0229723474054068E-3,0,0,0,0,0,0]
[null,null,null,null,null,null,null,null,null,1527,1.9343230887046076E-4,0,8.5126655688750642E-4,0,0,0,0,0,0]
[null,null,null,null,null,null,null,null,null,1528,1.9133233268128376E-4,0,4.1031066996435986E-4,0,0,0,0,0,0]
[null,null,null,null,null,null,null,null,null,1529,1.9203232474434274E-4,0,3.4497976768111569E-5,0,0,0,0,0,0]
[null,null,null,null,null,null,null,null,null,1530,1.9623227712269674E-4,0,0,0,0,0,0,0,0]
[null,null,null,null,null,null,null,null,null,1531,2.0673215806858166E-4,0,0,0,0,0,0,0,0]
[null,null,null,null,null,null,null,null,null,1532,2.1933201520364361E-4,0,0,0,0,0,0,0,0]
[null,null,null,null,null,null,null,null,null,1533,2.2633193583423354E-4,0,0,0,0,0,0,0,0]
[null,null,null,null,null,null,null,null,null,1534,2.2983189614952853E-4,0,0,0,0,0,0,0,0]
[null,null,null,null,null,null,null,null,null,1535,2.2353196758199755E-4,0,0,0,0,0,0,0,0]
[null,null,null,null,null,null,null,null,null,1536,2.2633193583423354E-4,0,0,0,0,0,0,0,0]
[null,null,null,null,null,null,null,null,null,1537,2.3193187233870553E-4,{"$f":"K1549*$AB$10","v":0},0,{"$f":"M1549*$AB$10","v":0},{"$f":"IF(N1549>L1549,L1549,N1549)","v":0},{"$f":"IF(L1549<N1549,N1549-L1549,0)","v":0},{"$f":"L1549-N1549","v":0},0,0]
[null,null,null,null,null,null,null,null,null,1538,2.4243175328459048E-4,0,0,0,0,0,0,{"$f":"R1549-Q1550","v":0},{"$f":"S1549-Q1550","v":0}]
[null,null,null,null,null,null,null,null,null,1539,2.4733169772600343E-4,0,0,0,0,0,0,0,0]
[null,null,null,null,null,null,null,null,null,1540,2.4873168185212145E-4,0,0,0,0,0,0,0,0]
[null,null,null,null,null,null,null,null,null,1541,2.4453172947376745E-4,0,0,0,0,0,0,0,0]
[null,null,null,null,null,null,null,null,null,1542,2.3053188821258754E-4,0,0,0,0,0,0,0,0]
[null,null,null,null,null,null,null,null,null,1543,2.207319993297616E-4,0,0,0,0,0,0,0,0]
[null,null,null,null,null,null,null,null,null,1544,2.1513206282528961E-4,0,0,0,0,0,0,0,0]
[null,null,null,null,null,null,null,null,null,1545,2.032321977532867E-4,0,4.4401890398863117E-5,0,0,0,0,0,0]
[null,null,null,null,null,null,null,null,null,1546,1.8013245967233983E-4,0,6.8702264900539209E-4,0,0,0,0,0,0]
[null,null,null,null,null,null,null,null,null,1547,1.7733249142010382E-4,0,1.1699868872964761E-3,0,0,0,0,0,0]
[null,null,null,null,null,null,null,null,null,1548,1.7103256285257284E-4,0,1.5186809569983303E-3,0,0,0,0,0,0]
[null,null,null,null,null,null,null,null,null,1549,1.668326104742189E-4,0,1.6059906522417687E-3,0,0,0,0,0,0]
[null,null,null,null,null,null,null,null,null,1550,1.6543262634810091E-4,0,1.5185184501371083E-3,0,0,0,0,0,0]
[null,null,null,null,null,null,null,null,null,1551,1.612326739697469E-4,0,1.2543228109046676E-3,0,0,0,0,0,0]
[null,null,null,null,null,null,null,null,null,1552,1.6333265015892391E-4,0,7.9692170065078058E-4,0,0,0,0,0,0]
[null,null,null,null,null,null,null,null,null,1553,1.647326342850419E-4,0,2.2427134728211551E-4,0,0,0,0,0,0]
[null,null,null,null,null,null,null,null,null,1554,1.668326104742189E-4,0,0,0,0,0,0,0,0]
[null,null,null,null,null,null,null,null,null,1555,1.6823259460033689E-4,0,0,0,0,0,0,0,0]
[null,null,null,null,null,null,null,null,null,1556,1.689325866633959E-4,0,0,0,0,0,0,0,0]
[null,null,null,null,null,null,null,null,null,1557,1.7313253904174984E-4,0,0,0,0,0,0,0,0]
[null,null,null,null,null,null,null,null,null,1558,1.7593250729398583E-4,0,0,0,0,0,0,0,0]
[null,null,null,null,null,null,null,null,null,1559,1.7663249935704484E-4,0,0,0,0,0,0,0,0]
[null,null,null,null,null,null,null,null,null,1560,1.7873247554622181E-4,0,0,0,0,0,0,0,0]
[null,null,null,null,null,null,null,null,null,1561,1.8013245967233983E-4,0,0,0,0,0,0,0,0]
[null,null,null,null,null,null,null,null,null,1562,1.8153244379845782E-4,0,0,0,0,0,0,0,0]
[null,null,null,null,null,null,null,null,null,1563,1.8363241998763476E-4,0,0,0,0,0,0,0,0]
[null,null,null,null,null,null,null,null,null,1564,1.8363241998763476E-4,0,0,0,0,0,0,0,0]
[null,null,null,null,null,null,null,null,null,1565,1.8433241205069377E-4,0,0,0,0,0,0,0,0]
[null,null,null,null,null,null,null,null,null,1566,1.8503240411375276E-4,0,0,0,0,0,0,0,0]
[null,null,null,null,null,null,null,null,null,1567,1.8503240411375276E-4,0,0,0,0,0,0,0,0]
[null,null,null,null,null,null,null,null,null,1568,1.8433241205069377E-4,0,0,0,0,0,0,0,0]
[null,null,null,null,null,null,null,null,null,1569,1.8223243586151677E-4,0,0,0,0,0,0,0,0]
[null,null,null,null,null,null,null,null,null,1570,1.7733249142010382E-4,0,0,0,0,0,0,0,0]
[null,null,null,null,null,null,null,null,null,1571,1.7313253904174984E-4,0,2.2683732261985165E-5,0,0,0,0,0,0]
[null,null,null,null,null,null,null,null,null,1572,1.7313253904174984E-4,0,2.2861862387156678E-4,0,0,0,0,0,0]
[null,null,null,null,null,null,null,null,null,1573,1.7313253904174984E-4,0,0,0,0,0,0,0,0]
[null,null,null,null,null,null,null,null,null,1574,1.7383253110480885E-4,0,0,0,0,0,0,0,0]
[null,null,null,null,null,null,null,null,null,1575,1.7243254697869089E-4,0,0,0,0,0,0,0,0]
[null,null,null,null,null,null,null,null,null,1576,1.7173255491563185E-4,0,0,0,0,0,0,0,0]
[null,null,null,null,null,null,null,null,null,1577,1.7173255491563185E-4,0,0,0,0,0,0,0,0]
[null,null,null,null,null,null,null,null,null,1578,1.7313253904174984E-4,0,0,0,0,0,0,0,0]
[null,null,null,null,null,null,null,null,null,1579,1.7523251523092684E-4,0,0,0,0,0,0,0,0]
[null,null,null,null,null,null,null,null,null,1580,1.7733249142010382E-4,0,0,0,0,0,0,0,0]
[null,null,null,null,null,null,null,null,null,1581,1.8013245967233983E-4,0,0,0,0,0,0,0,0]
[null,null,null,null,null,null,null,null,null,1582,1.8433241205069377E-4,0,0,0,0,0,0,0,0]
[null,null,null,null,null,null,null,null,null,1583,1.8573239617681176E-4,0,0,0,0,0,0,0,0]
[null,null,null,null,null,null,null,null,null,1584,1.8573239617681176E-4,0,0,0,0,0,0,0,0]
[null,null,null,null,null,null,null,null,null,1585,1.8993234855516577E-4,0,0,0,0,0,0,0,0]
[null,null,null,null,null,null,null,null,null,1586,1.9903224537493269E-4,0,0,0,0,0,0,0,0]
[null,null,null,null,null,null,null,null,null,1587,2.0743215013164067E-4,0,0,0,0,0,0,0,0]
[null,null,null,null,null,null,null,null,null,1588,2.1723203901446661E-4,0,0,0,0,0,0,0,0]
[null,null,null,null,null,null,null,null,null,1589,2.2213198345587956E-4,0,0,0,0,0,0,0,0]
[null,null,null,null,null,null,null,null,null,1590,2.2703192789729255E-4,0,0,0,0,0,0,0,0]
[null,null,null,null,null,null,null,null,null,1591,2.2913190408646955E-4,0,0,0,0,0,0,0,0]
[null,null,null,null,null,null,null,null,null,1592,2.2353196758199755E-4,0,0,0,0,0,0,0,0]
[null,null,null,null,null,null,null,null,null,1593,2.0463218187940469E-4,0,6.0274797583710136E-5,0,0,0,0,0,0]
[null,null,null,null,null,null,null,null,null,1594,1.8713238030292976E-4,0,6.0845615845123776E-4,0,0,0,0,0,0]
[null,null,null,null,null,null,null,null,null,1595,1.7663249935704484E-4,0,6.4758819288328936E-4,0,0,0,0,0,0]
[null,null,null,null,null,null,null,null,null,1596,1.6753260253727788E-4,0,1.0882502729377447E-3,0,0,0,0,0,0]
[null,null,null,null,null,null,null,null,null,1597,1.6333265015892391E-4,0,1.4374314626268163E-3,0,0,0,0,0,0]
[null,null,null,null,null,null,null,null,null,1598,1.605326819066879E-4,0,1.3407587777924479E-3,0,0,0,0,0,0]
[null,null,null,null,null,null,null,null,null,1599,1.5843270571751092E-4,0,3.9531406513502185E-4,0,0,0,0,0,0]
[null,null,null,null,null,null,null,null,null,1600,1.5843270571751092E-4,0,1.1211020018458935E-4,0,0,0,0,0,0]
[null,null,null,null,null,null,null,null,null,1601,1.591326977805699E-4,{"$f":"K1613*$AB$10","v":0},1.3805925877656122E-4,{"$f":"M1613*$AB$10","v":0},{"$f":"IF(N1613>L1613,L1613,N1613)","v":0},{"$f":"IF(L1613<N1613,N1613-L1613,0)","v":0},{"$f":"L1613-N1613","v":0},0,0]
[null,null,null,null,null,null,null,null,null,1602,1.6403264222198289E-4,0,0,0,0,0,0,{"$f":"R1613-Q1614","v":0},{"$f":"S1613-Q1614","v":0}]
[null,null,null,null,null,null,null,null,null,1603,1.7033257078951389E-4,0,0,0,0,0,0,0,0]
[null,null,null,null,null,null,null,null,null,1604,1.7873247554622181E-4,0,0,0,0,0,0,0,0]
[null,null,null,null,null,null,null,null,null,1605,1.8573239617681176E-4,0,0,0,0,0,0,0,0]
[null,null,null,null,null,null,null,null,null,1606,1.9343230887046076E-4,0,0,0,0,0,0,0,0]
[null,null,null,null,null,null,null,null,null,1607,1.976322612488147E-4,0,0,0,0,0,0,0,0]
[null,null,null,null,null,null,null,null,null,1608,2.0393218981634568E-4,0,0,0,0,0,0,0,0]
[null,null,null,null,null,null,null,null,null,1609,2.0673215806858166E-4,0,0,0,0,0,0,0,0]
[null,null,null,null,null,null,null,null,null,1610,2.018322136271687E-4,0,0,0,0,0,0,0,0]
[null,null,null,null,null,null,null,null,null,1611,1.9693226918575575E-4,0,0,0,0,0,0,0,0]
[null,null,null,null,null,null,null,null,null,1612,1.9203232474434274E-4,0,0,0,0,0,0,0,0]
[null,null,null,null,null,null,null,null,null,1613,1.8853236442904775E-4,0,0,0,0,0,0,0,0]
[null,null,null,null,null,null,null,null,null,1614,1.8923235649210676E-4,0,0,0,0,0,0,0,0]
[null,null,null,null,null,null,null,null,null,1615,1.9903224537493269E-4,0,0,0,0,0,0,0,0]
[null,null,null,null,null,null,null,null,null,1616,1.9063234061822475E-4,0,0,0,0,0,0,0,0]
[null,null,null,null,null,null,null,null,null,1617,1.8223243586151677E-4,0,0,0,0,0,0,0,0]
[null,null,null,null,null,null,null,null,null,1618,1.7313253904174984E-4,0,0,0,0,0,0,0,0]
[null,null,null,null,null,null,null,null,null,1619,1.6753260253727788E-4,0,0,0,0,0,0,0,0]
[null,null,null,null,null,null,null,null,null,1620,1.6753260253727788E-4,0,0,0,0,0,0,0,0]
[null,null,null,null,null,null,null,null,null,1621,1.6823259460033689E-4,0,0,0,0,0,0,0,0]
[null,null,null,null,null,null,null,null,null,1622,1.6823259460033689E-4,0,0,0,0,0,0,0,0]
[null,null,null,null,null,null,null,null,null,1623,1.6963257872645488E-4,0,0,0,0,0,0,0,0]
[null,null,null,null,null,null,null,null,null,1624,1.6963257872645488E-4,0,0,0,0,0,0,0,0]
[null,null,null,null,null,null,null,null,null,1625,1.6963257872645488E-4,0,0,0,0,0,0,0,0]
[null,null,null,null,null,null,null,null,null,1626,1.7103256285257284E-4,0,0,0,0,0,0,0,0]
[null,null,null,null,null,null,null,null,null,1627,1.7243254697869089E-4,0,0,0,0,0,0,0,0]
[null,null,null,null,null,null,null,null,null,1628,1.7383253110480885E-4,0,0,0,0,0,0,0,0]
[null,null,null,null,null,null,null,null,null,1629,1.7453252316786783E-4,0,0,0,0,0,0,0,0]
[null,null,null,null,null,null,null,null,null,1630,1.7313253904174984E-4,0,0,0,0,0,0,0,0]
[null,null,null,null,null,null,null,null,null,1631,1.7243254697869089E-4,0,0,0,0,0,0,0,0]
[null,null,null,null,null,null,null,null,null,1632,1.7173255491563185E-4,0,0,0,0,0,0,0,0]
[null,null,null,null,null,null,null,null,null,1633,1.7103256285257284E-4,0,0,0,0,0,0,0,0]
[null,null,null,null,null,null,null,null,null,1634,1.7173255491563185E-4,0,0,0,0,0,0,0,0]
[null,null,null,null,null,null,null,null,null,1635,1.7173255491563185E-4,0,0,0,0,0,0,0,0]
[null,null,null,null,null,null,null,null,null,1636,1.7103256285257284E-4,0,0,0,0,0,0,0,0]
[null,null,null,null,null,null,null,null,null,1637,1.7033257078951389E-4,0,0,0,0,0,0,0,0]
[null,null,null,null,null,null,null,null,null,1638,1.6963257872645488E-4,0,0,0,0,0,0,0,0]
[null,null,null,null,null,null,null,null,null,1639,1.689325866633959E-4,0,0,0,0,0,0,0,0]
[null,null,null,null,null,null,null,null,null,1640,1.689325866633959E-4,0,0,0,0,0,0,0,0]
[null,null,null,null,null,null,null,null,null,1641,1.7033257078951389E-4,0,0,0,0,0,0,0,0]
[null,null,null,null,null,null,null,null,null,1642,1.7103256285257284E-4,0,0,0,0,0,0,0,0]
[null,null,null,null,null,null,null,null,null,1643,1.7103256285257284E-4,0,0,0,0,0,0,0,0]
[null,null,null,null,null,null,null,null,null,1644,1.7103256285257284E-4,0,0,0,0,0,0,0,0]
[null,null,null,null,null,null,null,null,null,1645,1.7103256285257284E-4,0,0,0,0,0,0,0,0]
[null,null,null,null,null,null,null,null,null,1646,1.689325866633959E-4,0,0,0,0,0,0,0,0]
[null,null,null,null,null,null,null,null,null,1647,1.6753260253727788E-4,0,0,0,0,0,0,0,0]
[null,null,null,null,null,null,null,null,null,1648,1.6613261841115989E-4,0,0,0,0,0,0,0,0]
[null,null,null,null,null,null,null,null,null,1649,1.6753260253727788E-4,0,0,0,0,0,0,0,0]
[null,null,null,null,null,null,null,null,null,1650,1.689325866633959E-4,0,0,0,0,0,0,0,0]
[null,null,null,null,null,null,null,null,null,1651,1.7313253904174984E-4,0,0,0,0,0,0,0,0]
[null,null,null,null,null,null,null,null,null,1652,1.8293242792457581E-4,0,0,0,0,0,0,0,0]
[null,null,null,null,null,null,null,null,null,1653,1.8713238030292976E-4,0,0,0,0,0,0,0,0]
[null,null,null,null,null,null,null,null,null,1654,1.8853236442904775E-4,0,0,0,0,0,0,0,0]
[null,null,null,null,null,null,null,null,null,1655,1.9483229299657875E-4,0,0,0,0,0,0,0,0]
[null,null,null,null,null,null,null,null,null,1656,2.0043222950105071E-4,0,0,0,0,0,0,0,0]
[null,null,null,null,null,null,null,null,null,1657,2.1163210250999462E-4,0,0,0,0,0,0,0,0]
[null,null,null,null,null,null,null,null,null,1658,2.1513206282528961E-4,0,0,0,0,0,0,0,0]
[null,null,null,null,null,null,null,null,null,1659,2.1933201520364361E-4,0,0,0,0,0,0,0,0]
[null,null,null,null,null,null,null,null,null,1660,2.1233209457305362E-4,0,0,0,0,0,0,0,0]
[null,null,null,null,null,null,null,null,null,1661,2.1583205488834862E-4,0,0,0,0,0,0,0,0]
[null,null,null,null,null,null,null,null,null,1662,2.2423195964505656E-4,0,0,0,0,0,0,0,0]
[null,null,null,null,null,null,null,null,null,1663,2.2633193583423354E-4,0,0,0,0,0,0,0,0]
[null,null,null,null,null,null,null,null,null,1664,2.1163210250999462E-4,0,0,0,0,0,0,0,0]
[null,null,null,null,null,null,null,null,null,1665,1.8853236442904775E-4,{"$f":"K1677*$AB$10","v":0},0,{"$f":"M1677*$AB$10","v":0},{"$f":"IF(N1677>L1677,L1677,N1677)","v":0},{"$f":"IF(L1677<N1677,N1677-L1677,0)","v":0},{"$f":"L1677-N1677","v":0},0,0]
[null,null,null,null,null,null,null,null,null,1666,1.7313253904174984E-4,0,0,0,0,0,0,{"$f":"R1677-Q1678","v":0},{"$f":"S1677-Q1678","v":0}]
[null,null,null,null,null,null,null,null,null,1667,1.668326104742189E-4,0,0,0,0,0,0,0,0]
[null,null,null,null,null,null,null,null,null,1668,1.5843270571751092E-4,0,6.9280813558719235E-4,0,0,0,0,0,0]
[null,null,null,null,null,null,null,null,null,1669,1.5423275333915695E-4,0,3.398223533822894E-4,0,0,0,0,0,0]
[null,null,null,null,null,null,null,null,null,1670,1.5423275333915695E-4,0,5.1458180677199986E-4,0,0,0,0,0,0]
[null,null,null,null,null,null,null,null,null,1671,1.5493274540221596E-4,0,5.4779816302012014E-5,0,0,0,0,0,0]
[null,null,null,null,null,null,null,null,null,1672,1.5563273746527491E-4,0,0,0,0,0,0,0,0]
[null,null,null,null,null,null,null,null,null,1673,1.5493274540221596E-4,0,0,0,0,0,0,0,0]
[null,null,null,null,null,null,null,null,null,1674,1.5773271365445191E-4,0,0,0,0,0,0,0,0]
[null,null,null,null,null,null,null,null,null,1675,1.6753260253727788E-4,0,0,0,0,0,0,0,0]
[null,null,null,null,null,null,null,null,null,1676,1.8363241998763476E-4,0,0,0,0,0,0,0,0]
[null,null,null,null,null,null,null,null,null,1677,1.9623227712269674E-4,0,0,0,0,0,0,0,0]
[null,null,null,null,null,null,null,null,null,1678,2.011322215641097E-4,0,0,0,0,0,0,0,0]
[null,null,null,null,null,null,null,null,null,1679,2.0253220569022769E-4,0,0,0,0,0,0,0,0]
[null,null,null,null,null,null,null,null,null,1680,2.0533217394246367E-4,0,0,0,0,0,0,0,0]
[null,null,null,null,null,null,null,null,null,1681,2.0603216600552268E-4,0,0,0,0,0,0,0,0]
[null,null,null,null,null,null,null,null,null,1682,2.1513206282528961E-4,0,0,0,0,0,0,0,0]
[null,null,null,null,null,null,null,null,null,1683,2.1723203901446661E-4,0,0,0,0,0,0,0,0]
[null,null,null,null,null,null,null,null,null,1684,2.207319993297616E-4,0,0,0,0,0,0,0,0]
[null,null,null,null,null,null,null,null,null,1685,2.1583205488834862E-4,0,0,0,0,0,0,0,0]
[null,null,null,null,null,null,null,null,null,1686,2.1933201520364361E-4,0,0,0,0,0,0,0,0]
[null,null,null,null,null,null,null,null,null,1687,2.2143199139282061E-4,0,0,0,0,0,0,0,0]
[null,null,null,null,null,null,null,null,null,1688,2.1233209457305362E-4,0,0,0,0,0,0,0,0]
[null,null,null,null,null,null,null,null,null,1689,1.8713238030292976E-4,0,1.0945141080534588E-4,0,0,0,0,0,0]
[null,null,null,null,null,null,null,null,null,1690,1.5843270571751092E-4,0,7.2136167939977906E-4,0,0,0,0,0,0]
[null,null,null,null,null,null,null,null,null,1691,1.5073279302386196E-4,0,1.194563129260068E-3,0,0,0,0,0,0]
[null,null,null,null,null,null,null,null,null,1692,1.3883292795185905E-4,0,1.5073508826117796E-3,0,0,0,0,0,0]
[null,null,null,null,null,null,null,null,null,1693,1.3183300732126906E-4,0,1.5485920139584192E-3,0,0,0,0,0,0]
[null,null,null,null,null,null,null,null,null,1694,1.2763305494291509E-4,0,1.1311851186254272E-3,0,0,0,0,0,0]
[null,null,null,null,null,null,null,null,null,1695,1.283330470059741E-4,0,8.6674007192113762E-4,0,0,0,0,0,0]
[null,null,null,null,null,null,null,null,null,1696,1.3113301525821005E-4,0,4.8705729020579168E-4,0,0,0,0,0,0]
[null,null,null,null,null,null,null,null,null,1697,1.3673295176268204E-4,0,0,0,0,0,0,0,0]
[null,null,null,null,null,null,null,null,null,1698,1.4373287239327203E-4,0,0,0,0,0,0,0,0]
[null,null,null,null,null,null,null,null,null,1699,1.5003280096080297E-4,0,0,0,0,0,0,0,0]
[null,null,null,null,null,null,null,null,null,1700,1.5003280096080297E-4,0,0,0,0,0,0,0,0]
[null,null,null,null,null,null,null,null,null,1701,1.5283276921303896E-4,0,0,0,0,0,0,0,0]
[null,null,null,null,null,null,null,null,null,1702,1.5493274540221596E-4,0,0,0,0,0,0,0,0]
[null,null,null,null,null,null,null,null,null,1703,1.5633272952833395E-4,0,0,0,0,0,0,0,0]
[null,null,null,null,null,null,null,null,null,1704,1.5773271365445191E-4,0,0,0,0,0,0,0,0]
[null,null,null,null,null,null,null,null,null,1705,1.5983268984362891E-4,0,0,0,0,0,0,0,0]
[null,null,null,null,null,null,null,null,null,1706,1.6613261841115989E-4,0,0,0,0,0,0,0,0]
[null,null,null,null,null,null,null,null,null,1707,1.689325866633959E-4,0,0,0,0,0,0,0,0]
[null,null,null,null,null,null,null,null,null,1708,1.7033257078951389E-4,0,0,0,0,0,0,0,0]
[null,null,null,null,null,null,null,null,null,1709,1.7103256285257284E-4,0,0,0,0,0,0,0,0]
[null,null,null,null,null,null,null,null,null,1710,1.6613261841115989E-4,0,0,0,0,0,0,0,0]
[null,null,null,null,null,null,null,null,null,1711,1.591326977805699E-4,0,0,0,0,0,0,0,0]
[null,null,null,null,null,null,null,null,null,1712,1.5213277714997998E-4,0,0,0,0,0,0,0,0]
[null,null,null,null,null,null,null,null,null,1713,1.4233288826715404E-4,0,0,0,0,0,0,0,0]
[null,null,null,null,null,null,null,null,null,1714,1.3323299144738705E-4,0,0,0,0,0,0,0,0]
[null,null,null,null,null,null,null,null,null,1715,1.3183300732126906E-4,0,0,0,0,0,0,0,0]
[null,null,null,null,null,null,null,null,null,1716,1.2763305494291509E-4,0,0,0,0,0,0,0,0]
[null,null,null,null,null,null,null,null,null,1717,1.1713317399703015E-4,0,0,0,0,0,0,0,0]
[null,null,null,null,null,null,null,null,null,1718,1.0943326130338119E-4,0,0,0,0,0,0,0,0]
[null,null,null,null,null,null,null,null,null,1719,1.0873326924032219E-4,0,3.3837329844243444E-4,0,0,0,0,0,0]
[null,null,null,null,null,null,null,null,null,1720,1.1083324542949919E-4,0,1.5613061505707381E-4,0,0,0,0,0,0]
[null,null,null,null,null,null,null,null,null,1721,1.1363321368173518E-4,0,0,0,0,0,0,0,0]
[null,null,null,null,null,null,null,null,null,1722,1.2203311843844312E-4,0,0,0,0,0,0,0,0]
[null,null,null,null,null,null,null,null,null,1723,1.4023291207797704E-4,0,0,0,0,0,0,0,0]
[null,null,null,null,null,null,null,null,null,1724,1.5353276127609797E-4,0,0,0,0,0,0,0,0]
[null,null,null,null,null,null,null,null,null,1725,1.6333265015892391E-4,0,0,0,0,0,0,0,0]
[null,null,null,null,null,null,null,null,null,1726,1.7173255491563185E-4,0,0,0,0,0,0,0,0]
[null,null,null,null,null,null,null,null,null,1727,1.7593250729398583E-4,0,0,0,0,0,0,0,0]
[null,null,null,null,null,null,null,null,null,1728,1.668326104742189E-4,0,0,0,0,0,0,0,0]
[null,null,null,null,null,null,null,null,null,1729,1.6403264222198289E-4,{"$f":"K1741*$AB$10","v":0},0,{"$f":"M1741*$AB$10","v":0},{"$f":"IF(N1741>L1741,L1741,N1741)","v":0},{"$f":"IF(L1741<N1741,N1741-L1741,0)","v":0},{"$f":"L1741-N1741","v":0},0,0]
[null,null,null,null,null,null,null,null,null,1730,1.6333265015892391E-4,0,0,0,0,0,0,{"$f":"R1741-Q1742","v":0},{"$f":"S1741-Q1742","v":0}]
[null,null,null,null,null,null,null,null,null,1731,1.6543262634810091E-4,0,0,0,0,0,0,0,0]
[null,null,null,null,null,null,null,null,null,1732,1.668326104742189E-4,0,0,0,0,0,0,0,0]
[null,null,null,null,null,null,null,null,null,1733,1.668326104742189E-4,0,0,0,0,0,0,0,0]
[null,null,null,null,null,null,null,null,null,1734,1.6613261841115989E-4,0,0,0,0,0,0,0,0]
[null,null,null,null,null,null,null,null,null,1735,1.6823259460033689E-4,0,0,0,0,0,0,0,0]
[null,null,null,null,null,null,null,null,null,1736,1.7103256285257284E-4,0,0,0,0,0,0,0,0]
[null,null,null,null,null,null,null,null,null,1737,1.6753260253727788E-4,0,0,0,0,0,0,0,0]
[null,null,null,null,null,null,null,null,null,1738,1.5003280096080297E-4,0,0,0,0,0,0,0,0]
[null,null,null,null,null,null,null,null,null,1739,1.4233288826715404E-4,0,4.1130012556025248E-4,0,0,0,0,0,0]
[null,null,null,null,null,null,null,null,null,1740,1.3743294382574105E-4,0,1.2963399389527422E-3,0,0,0,0,0,0]
[null,null,null,null,null,null,null,null,null,1741,1.3673295176268204E-4,0,1.39108336271072E-3,0,0,0,0,0,0]
[null,null,null,null,null,null,null,null,null,1742,1.3743294382574105E-4,0,1.5277586796454523E-3,0,0,0,0,0,0]
[null,null,null,null,null,null,null,null,null,1743,1.3813293588880004E-4,0,1.3329449729981855E-3,0,0,0,0,0,0]
[null,null,null,null,null,null,null,null,null,1744,1.4023291207797704E-4,0,8.963557933880362E-4,0,0,0,0,0,0]
[null,null,null,null,null,null,null,null,null,1745,1.4233288826715404E-4,0,3.4629285428688228E-4,0,0,0,0,0,0]
[null,null,null,null,null,null,null,null,null,1746,1.4723283270856699E-4,0,0,0,0,0,0,0,0]
[null,null,null,null,null,null,null,null,null,1747,1.6613261841115989E-4,0,0,0,0,0,0,0,0]
[null,null,null,null,null,null,null,null,null,1748,1.7943246760928082E-4,0,0,0,0,0,0,0,0]
[null,null,null,null,null,null,null,null,null,1749,1.8223243586151677E-4,0,0,0,0,0,0,0,0]
[null,null,null,null,null,null,null,null,null,1750,1.8363241998763476E-4,0,0,0,0,0,0,0,0]
[null,null,null,null,null,null,null,null,null,1751,1.8923235649210676E-4,0,0,0,0,0,0,0,0]
[null,null,null,null,null,null,null,null,null,1752,1.9343230887046076E-4,0,0,0,0,0,0,0,0]
[null,null,null,null,null,null,null,null,null,1753,1.9203232474434274E-4,0,0,0,0,0,0,0,0]
[null,null,null,null,null,null,null,null,null,1754,1.9343230887046076E-4,0,0,0,0,0,0,0,0]
[null,null,null,null,null,null,null,null,null,1755,1.9483229299657875E-4,0,0,0,0,0,0,0,0]
[null,null,null,null,null,null,null,null,null,1756,1.9343230887046076E-4,0,0,0,0,0,0,0,0]
[null,null,null,null,null,null,null,null,null,1757,1.8923235649210676E-4,0,0,0,0,0,0,0,0]
[null,null,null,null,null,null,null,null,null,1758,1.8853236442904775E-4,0,0,0,0,0,0,0,0]
[null,null,null,null,null,null,null,null,null,1759,1.8573239617681176E-4,0,0,0,0,0,0,0,0]
[null,null,null,null,null,null,null,null,null,1760,1.7803248348316283E-4,0,0,0,0,0,0,0,0]
[null,null,null,null,null,null,null,null,null,1761,1.626326580958649E-4,0,1.2660064452422423E-4,0,0,0,0,0,0]
[null,null,null,null,null,null,null,null,null,1762,1.5213277714997998E-4,0,2.1567137660894939E-4,0,0,0,0,0,0]
[null,null,null,null,null,null,null,null,null,1763,1.4723283270856699E-4,0,5.2160048878555575E-4,0,0,0,0,0,0]
[null,null,null,null,null,null,null,null,null,1764,1.4303288033021302E-4,0,1.174333192134024E-3,0,0,0,0,0,0]
[null,null,null,null,null,null,null,null,null,1765,1.4303288033021302E-4,0,1.008394199409756E-3,0,0,0,0,0,0]
[null,null,null,null,null,null,null,null,null,1766,1.4373287239327203E-4,0,1.0144499424856773E-3,0,0,0,0,0,0]
[null,null,null,null,null,null,null,null,null,1767,1.4303288033021302E-4,0,1.2319593651426966E-3,0,0,0,0,0,0]
[null,null,null,null,null,null,null,null,null,1768,1.4513285651938999E-4,0,9.56408248469161E-4,0,0,0,0,0,0]
[null,null,null,null,null,null,null,null,null,1769,1.4653284064550798E-4,0,3.2732989712986525E-4,0,0,0,0,0,0]
[null,null,null,null,null,null,null,null,null,1770,1.5493274540221596E-4,0,0,0,0,0,0,0,0]
[null,null,null,null,null,null,null,null,null,1771,1.6543262634810091E-4,0,0,0,0,0,0,0,0]
[null,null,null,null,null,null,null,null,null,1772,1.7663249935704484E-4,0,0,0,0,0,0,0,0]
[null,null,null,null,null,null,null,null,null,1773,1.7803248348316283E-4,0,0,0,0,0,0,0,0]
[null,null,null,null,null,null,null,null,null,1774,1.7803248348316283E-4,0,0,0,0,0,0,0,0]
[null,null,null,null,null,null,null,null,null,1775,1.8503240411375276E-4,0,0,0,0,0,0,0,0]
[null,null,null,null,null,null,null,null,null,1776,1.8993234855516577E-4,0,0,0,0,0,0,0,0]
[null,null,null,null,null,null,null,null,null,1777,1.8783237236598876E-4,0,0,0,0,0,0,0,0]
[null,null,null,null,null,null,null,null,null,1778,1.8923235649210676E-4,0,0,0,0,0,0,0,0]
[null,null,null,null,null,null,null,null,null,1779,1.9133233268128376E-4,0,0,0,0,0,0,0,0]
[null,null,null,null,null,null,null,null,null,1780,1.9273231680740175E-4,0,0,0,0,0,0,0,0]
[null,null,null,null,null,null,null,null,null,1781,1.9133233268128376E-4,0,0,0,0,0,0,0,0]
[null,null,null,null,null,null,null,null,null,1782,1.9413230093351974E-4,0,0,0,0,0,0,0,0]
[null,null,null,null,null,null,null,null,null,1783,1.9133233268128376E-4,0,0,0,0,0,0,0,0]
[null,null,null,null,null,null,null,null,null,1784,1.8013245967233983E-4,0,0,0,0,0,0,0,0]
[null,null,null,null,null,null,null,null,null,1785,1.6823259460033689E-4,0,2.4443134207445468E-4,0,0,0,0,0,0]
[null,null,null,null,null,null,null,null,null,1786,1.7453252316786783E-4,0,7.0130734491561915E-4,0,0,0,0,0,0]
[null,null,null,null,null,null,null,null,null,1787,1.7313253904174984E-4,0,9.9928208960893745E-4,0,0,0,0,0,0]
[null,null,null,null,null,null,null,null,null,1788,1.5983268984362891E-4,0,9.6696307813139214E-4,0,0,0,0,0,0]
[null,null,null,null,null,null,null,null,null,1789,1.5423275333915695E-4,0,1.3940538160455028E-3,0,0,0,0,0,0]
[null,null,null,null,null,null,null,null,null,1790,1.5143278508692097E-4,0,4.726132802626109E-4,0,0,0,0,0,0]
[null,null,null,null,null,null,null,null,null,1791,1.5423275333915695E-4,0,6.6514471139540699E-4,0,0,0,0,0,0]
[null,null,null,null,null,null,null,null,null,1792,1.5073279302386196E-4,0,1.4506638615909419E-4,0,0,0,0,0,0]
[null,null,null,null,null,null,null,null,null,1793,1.5283276921303896E-4,{"$f":"K1805*$AB$10","v":0},2.303330355348158E-4,{"$f":"M1805*$AB$10","v":0},{"$f":"IF(N1805>L1805,L1805,N1805)","v":0},{"$f":"IF(L1805<N1805,N1805-L1805,0)","v":0},{"$f":"L1805-N1805","v":0},0,0]
[null,null,null,null,null,null,null,null,null,1794,1.5983268984362891E-4,0,0,0,0,0,0,{"$f":"R1805-Q1806","v":0},{"$f":"S1805-Q1806","v":0}]
[null,null,null,null,null,null,null,null,null,1795,1.6613261841115989E-4,0,0,0,0,0,0,0,0]
[null,null,null,null,null,null,null,null,null,1796,1.7243254697869089E-4,0,0,0,0,0,0,0,0]
[null,null,null,null,null,null,null,null,null,1797,1.7313253904174984E-4,0,0,0,0,0,0,0,0]
[null,null,null,null,null,null,null,null,null,1798,1.7593250729398583E-4,0,0,0,0,0,0,0,0]
[null,null,null,null,null,null,null,null,null,1799,1.7873247554622181E-4,0,0,0,0,0,0,0,0]
[null,null,null,null,null,null,null,null,null,1800,1.7803248348316283E-4,0,0,0,0,0,0,0,0]
[null,null,null,null,null,null,null,null,null,1801,1.8433241205069377E-4,0,0,0,0,0,0,0,0]
[null,null,null,null,null,null,null,null,null,1802,1.8853236442904775E-4,0,0,0,0,0,0,0,0]
[null,null,null,null,null,null,null,null,null,1803,1.8783237236598876E-4,0,0,0,0,0,0,0,0]
[null,null,null,null,null,null,null,null,null,1804,1.9133233268128376E-4,0,0,0,0,0,0,0,0]
[null,null,null,null,null,null,null,null,null,1805,1.9063234061822475E-4,0,0,0,0,0,0,0,0]
[null,null,null,null,null,null,null,null,null,1806,1.9203232474434274E-4,0,0,0,0,0,0,0,0]
[null,null,null,null,null,null,null,null,null,1807,1.8783237236598876E-4,0,0,0,0,0,0,0,0]
[null,null,null,null,null,null,null,null,null,1808,1.7523251523092684E-4,0,0,0,0,0,0,0,0]
[null,null,null,null,null,null,null,null,null,1809,1.5983268984362891E-4,0,0,0,0,0,0,0,0]
[null,null,null,null,null,null,null,null,null,1810,1.4793282477162597E-4,0,3.9774182611707542E-4,0,0,0,0,0,0]
[null,null,null,null,null,null,null,null,null,1811,1.4163289620409503E-4,0,4.3860915529158554E-4,0,0,0,0,0,0]
[null,null,null,null,null,null,null,null,null,1812,1.4583284858244903E-4,0,0,0,0,0,0,0,0]
[null,null,null,null,null,null,null,null,null,1813,1.3813293588880004E-4,0,0,0,0,0,0,0,0]
[null,null,null,null,null,null,null,null,null,1814,1.3813293588880004E-4,0,0,0,0,0,0,0,0]
[null,null,null,null,null,null,null,null,null,1815,1.4023291207797704E-4,0,0,0,0,0,0,0,0]
[null,null,null,null,null,null,null,null,null,1816,1.4093290414103602E-4,0,0,0,0,0,0,0,0]
[null,null,null,null,null,null,null,null,null,1817,1.4303288033021302E-4,0,0,0,0,0,0,0,0]
[null,null,null,null,null,null,null,null,null,1818,1.4653284064550798E-4,0,0,0,0,0,0,0,0]
[null,null,null,null,null,null,null,null,null,1819,1.5703272159139296E-4,0,0,0,0,0,0,0,0]
[null,null,null,null,null,null,null,null,null,1820,1.6963257872645488E-4,0,0,0,0,0,0,0,0]
[null,null,null,null,null,null,null,null,null,1821,1.6963257872645488E-4,0,0,0,0,0,0,0,0]
[null,null,null,null,null,null,null,null,null,1822,1.7103256285257284E-4,0,0,0,0,0,0,0,0]
[null,null,null,null,null,null,null,null,null,1823,1.7103256285257284E-4,0,0,0,0,0,0,0,0]
[null,null,null,null,null,null,null,null,null,1824,1.7593250729398583E-4,0,0,0,0,0,0,0,0]
[null,null,null,null,null,null,null,null,null,1825,1.8083245173539881E-4,0,0,0,0,0,0,0,0]
[null,null,null,null,null,null,null,null,null,1826,1.8573239617681176E-4,0,0,0,0,0,0,0,0]
[null,null,null,null,null,null,null,null,null,1827,1.8923235649210676E-4,0,0,0,0,0,0,0,0]
[null,null,null,null,null,null,null,null,null,1828,1.9343230887046076E-4,0,0,0,0,0,0,0,0]
[null,null,null,null,null,null,null,null,null,1829,1.976322612488147E-4,0,0,0,0,0,0,0,0]
[null,null,null,null,null,null,null,null,null,1830,1.9903224537493269E-4,0,0,0,0,0,0,0,0]
[null,null,null,null,null,null,null,null,null,1831,1.9413230093351974E-4,0,0,0,0,0,0,0,0]
[null,null,null,null,null,null,null,null,null,1832,1.8083245173539881E-4,0,0,0,0,0,0,0,0]
[null,null,null,null,null,null,null,null,null,1833,1.626326580958649E-4,0,0,0,0,0,0,0,0]
[null,null,null,null,null,null,null,null,null,1834,1.3603295969962304E-4,0,4.0168767191033365E-4,0,0,0,0,0,0]
[null,null,null,null,null,null,null,null,null,1835,1.325329993843281E-4,0,2.5492988372836234E-4,0,0,0,0,0,0]
[null,null,null,null,null,null,null,null,null,1836,1.283330470059741E-4,0,3.9456833578935187E-4,0,0,0,0,0,0]
[null,null,null,null,null,null,null,null,null,1837,1.241330946276201E-4,0,9.4947159884784405E-4,0,0,0,0,0,0]
[null,null,null,null,null,null,null,null,null,1838,1.241330946276201E-4,0,1.2087464863521919E-3,0,0,0,0,0,0]
[null,null,null,null,null,null,null,null,null,1839,1.2553307875373812E-4,0,9.0298074069470225E-4,0,0,0,0,0,0]
[null,null,null,null,null,null,null,null,null,1840,1.3323299144738705E-4,0,4.6875671767183859E-4,0,0,0,0,0,0]
[null,null,null,null,null,null,null,null,null,1841,1.4233288826715404E-4,0,0,0,0,0,0,0,0]
[null,null,null,null,null,null,null,null,null,1842,1.5143278508692097E-4,0,0,0,0,0,0,0,0]
[null,null,null,null,null,null,null,null,null,1843,1.6193266603280591E-4,0,0,0,0,0,0,0,0]
[null,null,null,null,null,null,null,null,null,1844,1.647326342850419E-4,0,0,0,0,0,0,0,0]
[null,null,null,null,null,null,null,null,null,1845,1.6613261841115989E-4,0,0,0,0,0,0,0,0]
[null,null,null,null,null,null,null,null,null,1846,1.6963257872645488E-4,0,0,0,0,0,0,0,0]
[null,null,null,null,null,null,null,null,null,1847,1.689325866633959E-4,0,0,0,0,0,0,0,0]
[null,null,null,null,null,null,null,null,null,1848,1.6823259460033689E-4,0,0,0,0,0,0,0,0]
[null,null,null,null,null,null,null,null,null,1849,1.689325866633959E-4,0,0,0,0,0,0,0,0]
[null,null,null,null,null,null,null,null,null,1850,1.668326104742189E-4,0,0,0,0,0,0,0,0]
[null,null,null,null,null,null,null,null,null,1851,1.6613261841115989E-4,0,0,0,0,0,0,0,0]
[null,null,null,null,null,null,null,null,null,1852,1.6613261841115989E-4,0,0,0,0,0,0,0,0]
[null,null,null,null,null,null,null,null,null,1853,1.6403264222198289E-4,0,0,0,0,0,0,0,0]
[null,null,null,null,null,null,null,null,null,1854,1.6193266603280591E-4,0,0,0,0,0,0,0,0]
[null,null,null,null,null,null,null,null,null,1855,1.6193266603280591E-4,0,0,0,0,0,0,0,0]
[null,null,null,null,null,null,null,null,null,1856,1.612326739697469E-4,0,0,0,0,0,0,0,0]
[null,null,null,null,null,null,null,null,null,1857,1.591326977805699E-4,{"$f":"K1869*$AB$10","v":0},0,{"$f":"M1869*$AB$10","v":0},{"$f":"IF(N1869>L1869,L1869,N1869)","v":0},{"$f":"IF(L1869<N1869,N1869-L1869,0)","v":0},{"$f":"L1869-N1869","v":0},0,0]
[null,null,null,null,null,null,null,null,null,1858,1.5633272952833395E-4,0,0,0,0,0,0,{"$f":"R1869-Q1870","v":0},{"$f":"S1869-Q1870","v":0}]
[null,null,null,null,null,null,null,null,null,1859,1.5213277714997998E-4,0,0,0,0,0,0,0,0]
[null,null,null,null,null,null,null,null,null,1860,1.5073279302386196E-4,0,1.1955504626048045E-4,0,0,0,0,0,0]
[null,null,null,null,null,null,null,null,null,1861,1.5073279302386196E-4,0,0,0,0,0,0,0,0]
[null,null,null,null,null,null,null,null,null,1862,1.4793282477162597E-4,0,0,0,0,0,0,0,0]
[null,null,null,null,null,null,null,null,null,1863,1.4723283270856699E-4,0,0,0,0,0,0,0,0]
[null,null,null,null,null,null,null,null,null,1864,1.4723283270856699E-4,0,0,0,0,0,0,0,0]
[null,null,null,null,null,null,null,null,null,1865,1.4933280889774397E-4,0,0,0,0,0,0,0,0]
[null,null,null,null,null,null,null,null,null,1866,1.5073279302386196E-4,0,0,0,0,0,0,0,0]
[null,null,null,null,null,null,null,null,null,1867,1.5353276127609797E-4,0,0,0,0,0,0,0,0]
[null,null,null,null,null,null,null,null,null,1868,1.5493274540221596E-4,0,0,0,0,0,0,0,0]
[null,null,null,null,null,null,null,null,null,1869,1.5633272952833395E-4,0,0,0,0,0,0,0,0]
[null,null,null,null,null,null,null,null,null,1870,1.591326977805699E-4,0,0,0,0,0,0,0,0]
[null,null,null,null,null,null,null,null,null,1871,1.5983268984362891E-4,0,0,0,0,0,0,0,0]
[null,null,null,null,null,null,null,null,null,1872,1.6333265015892391E-4,0,0,0,0,0,0,0,0]
[null,null,null,null,null,null,null,null,null,1873,1.647326342850419E-4,0,0,0,0,0,0,0,0]
[null,null,null,null,null,null,null,null,null,1874,1.647326342850419E-4,0,0,0,0,0,0,0,0]
[null,null,null,null,null,null,null,null,null,1875,1.6403264222198289E-4,0,0,0,0,0,0,0,0]
[null,null,null,null,null,null,null,null,null,1876,1.626326580958649E-4,0,0,0,0,0,0,0,0]
[null,null,null,null,null,null,null,null,null,1877,1.612326739697469E-4,0,0,0,0,0,0,0,0]
[null,null,null,null,null,null,null,null,null,1878,1.612326739697469E-4,0,0,0,0,0,0,0,0]
[null,null,null,null,null,null,null,null,null,1879,1.5983268984362891E-4,0,0,0,0,0,0,0,0]
[null,null,null,null,null,null,null,null,null,1880,1.5843270571751092E-4,0,0,0,0,0,0,0,0]
[null,null,null,null,null,null,null,null,null,1881,1.5773271365445191E-4,0,0,0,0,0,0,0,0]
[null,null,null,null,null,null,null,null,null,1882,1.5633272952833395E-4,0,0,0,0,0,0,0,0]
[null,null,null,null,null,null,null,null,null,1883,1.5073279302386196E-4,0,0,0,0,0,0,0,0]
[null,null,null,null,null,null,null,null,null,1884,1.4443286445633098E-4,0,0,0,0,0,0,0,0]
[null,null,null,null,null,null,null,null,null,1885,1.4443286445633098E-4,0,0,0,0,0,0,0,0]
[null,null,null,null,null,null,null,null,null,1886,1.4373287239327203E-4,0,0,0,0,0,0,0,0]
[null,null,null,null,null,null,null,null,null,1887,1.3883292795185905E-4,0,0,0,0,0,0,0,0]
[null,null,null,null,null,null,null,null,null,1888,1.304330231951511E-4,0,0,0,0,0,0,0,0]
[null,null,null,null,null,null,null,null,null,1889,1.2133312637538414E-4,0,0,0,0,0,0,0,0]
[null,null,null,null,null,null,null,null,null,1890,1.1993314224926614E-4,0,0,0,0,0,0,0,0]
[null,null,null,null,null,null,null,null,null,1891,1.2133312637538414E-4,0,0,0,0,0,0,0,0]
[null,null,null,null,null,null,null,null,null,1892,1.2343310256456111E-4,0,0,0,0,0,0,0,0]
[null,null,null,null,null,null,null,null,null,1893,1.2483308669067911E-4,0,0,0,0,0,0,0,0]
[null,null,null,null,null,null,null,null,null,1894,1.2483308669067911E-4,0,0,0,0,0,0,0,0]
[null,null,null,null,null,null,null,null,null,1895,1.241330946276201E-4,0,0,0,0,0,0,0,0]
[null,null,null,null,null,null,null,null,null,1896,1.2553307875373812E-4,0,0,0,0,0,0,0,0]
[null,null,null,null,null,null,null,null,null,1897,1.2693306287985611E-4,0,0,0,0,0,0,0,0]
[null,null,null,null,null,null,null,null,null,1898,1.2693306287985611E-4,0,0,0,0,0,0,0,0]
[null,null,null,null,null,null,null,null,null,1899,1.262330708167971E-4,0,0,0,0,0,0,0,0]
[null,null,null,null,null,null,null,null,null,1900,1.2483308669067911E-4,0,0,0,0,0,0,0,0]
[null,null,null,null,null,null,null,null,null,1901,1.2273311050150213E-4,0,0,0,0,0,0,0,0]
[null,null,null,null,null,null,null,null,null,1902,1.2063313431232515E-4,0,0,0,0,0,0,0,0]
[null,null,null,null,null,null,null,null,null,1903,1.1433320574479419E-4,0,0,0,0,0,0,0,0]
[null,null,null,null,null,null,null,null,null,1904,1.1083324542949919E-4,0,0,0,0,0,0,0,0]
[null,null,null,null,null,null,null,null,null,1905,1.0803327717726321E-4,0,0,0,0,0,0,0,0]
[null,null,null,null,null,null,null,null,null,1906,1.0173334860973222E-4,0,0,0,0,0,0,0,0]
[null,null,null,null,null,null,null,null,null,1907,9.7533396231378264E-5,0,0,0,0,0,0,0,0]
[null,null,null,null,null,null,null,null,null,1908,1.0033336448361425E-4,0,0,0,0,0,0,0,0]
[null,null,null,null,null,null,null,null,null,1909,9.8233388294437246E-5,0,0,0,0,0,0,0,0]
[null,null,null,null,null,null,null,null,null,1910,9.963337242055525E-5,0,0,0,0,0,0,0,0]
[null,null,null,null,null,null,null,null,null,1911,9.333344385302429E-5,0,0,0,0,0,0,0,0]
[null,null,null,null,null,null,null,null,null,1912,9.4733427979142281E-5,0,0,0,0,0,0,0,0]
[null,null,null,null,null,null,null,null,null,1913,9.5433420042201263E-5,0,0,0,0,0,0,0,0]
[null,null,null,null,null,null,null,null,null,1914,9.6133412105260259E-5,0,0,0,0,0,0,0,0]
[null,null,null,null,null,null,null,null,null,1915,9.6133412105260259E-5,0,0,0,0,0,0,0,0]
[null,null,null,null,null,null,null,null,null,1916,9.963337242055525E-5,0,0,0,0,0,0,0,0]
[null,null,null,null,null,null,null,null,null,1917,1.0453331686196822E-4,0,0,0,0,0,0,0,0]
[null,null,null,null,null,null,null,null,null,1918,1.0873326924032219E-4,0,0,0,0,0,0,0,0]
[null,null,null,null,null,null,null,null,null,1919,1.1153323749255818E-4,0,0,0,0,0,0,0,0]
[null,null,null,null,null,null,null,null,null,1920,1.1573318987091218E-4,0,0,0,0,0,0,0,0]
[null,null,null,null,null,null,null,null,null,1921,1.1783316606008915E-4,{"$f":"K1933*$AB$10","v":0},0,{"$f":"M1933*$AB$10","v":0},{"$f":"IF(N1933>L1933,L1933,N1933)","v":0},{"$f":"IF(L1933<N1933,N1933-L1933,0)","v":0},{"$f":"L1933-N1933","v":0},0,0]
[null,null,null,null,null,null,null,null,null,1922,1.1853315812314815E-4,0,0,0,0,0,0,{"$f":"R1933-Q1934","v":0},{"$f":"S1933-Q1934","v":0}]
[null,null,null,null,null,null,null,null,null,1923,1.1713317399703015E-4,0,0,0,0,0,0,0,0]
[null,null,null,null,null,null,null,null,null,1924,1.1643318193397115E-4,0,0,0,0,0,0,0,0]
[null,null,null,null,null,null,null,null,null,1925,1.1713317399703015E-4,0,0,0,0,0,0,0,0]
[null,null,null,null,null,null,null,null,null,1926,1.1853315812314815E-4,0,0,0,0,0,0,0,0]
[null,null,null,null,null,null,null,null,null,1927,1.1713317399703015E-4,0,0,0,0,0,0,0,0]
[null,null,null,null,null,null,null,null,null,1928,1.1853315812314815E-4,0,0,0,0,0,0,0,0]
[null,null,null,null,null,null,null,null,null,1929,1.1853315812314815E-4,0,0,0,0,0,0,0,0]
[null,null,null,null,null,null,null,null,null,1930,1.1853315812314815E-4,0,0,0,0,0,0,0,0]
[null,null,null,null,null,null,null,null,null,1931,1.1783316606008915E-4,0,0,0,0,0,0,0,0]
[null,null,null,null,null,null,null,null,null,1932,1.1573318987091218E-4,0,0,0,0,0,0,0,0]
[null,null,null,null,null,null,null,null,null,1933,1.1223322955561718E-4,0,0,0,0,0,0,0,0]
[null,null,null,null,null,null,null,null,null,1934,1.1223322955561718E-4,0,0,0,0,0,0,0,0]
[null,null,null,null,null,null,null,null,null,1935,1.1713317399703015E-4,0,0,0,0,0,0,0,0]
[null,null,null,null,null,null,null,null,null,1936,1.2203311843844312E-4,0,0,0,0,0,0,0,0]
[null,null,null,null,null,null,null,null,null,1937,1.241330946276201E-4,0,0,0,0,0,0,0,0]
[null,null,null,null,null,null,null,null,null,1938,1.2483308669067911E-4,0,0,0,0,0,0,0,0]
[null,null,null,null,null,null,null,null,null,1939,1.2553307875373812E-4,0,0,0,0,0,0,0,0]
[null,null,null,null,null,null,null,null,null,1940,1.262330708167971E-4,0,0,0,0,0,0,0,0]
[null,null,null,null,null,null,null,null,null,1941,1.2763305494291509E-4,0,0,0,0,0,0,0,0]
[null,null,null,null,null,null,null,null,null,1942,1.2903303906903311E-4,0,0,0,0,0,0,0,0]
[null,null,null,null,null,null,null,null,null,1943,1.304330231951511E-4,0,0,0,0,0,0,0,0]
[null,null,null,null,null,null,null,null,null,1944,1.304330231951511E-4,0,0,0,0,0,0,0,0]
[null,null,null,null,null,null,null,null,null,1945,1.2973303113209209E-4,0,0,0,0,0,0,0,0]
[null,null,null,null,null,null,null,null,null,1946,1.304330231951511E-4,0,0,0,0,0,0,0,0]
[null,null,null,null,null,null,null,null,null,1947,1.3463297557350504E-4,0,0,0,0,0,0,0,0]
[null,null,null,null,null,null,null,null,null,1948,1.3393298351044606E-4,0,0,0,0,0,0,0,0]
[null,null,null,null,null,null,null,null,null,1949,1.3113301525821005E-4,0,0,0,0,0,0,0,0]
[null,null,null,null,null,null,null,null,null,1950,1.3113301525821005E-4,0,0,0,0,0,0,0,0]
[null,null,null,null,null,null,null,null,null,1951,1.2973303113209209E-4,0,0,0,0,0,0,0,0]
[null,null,null,null,null,null,null,null,null,1952,1.2973303113209209E-4,0,0,0,0,0,0,0,0]
[null,null,null,null,null,null,null,null,null,1953,1.283330470059741E-4,0,0,0,0,0,0,0,0]
[null,null,null,null,null,null,null,null,null,1954,1.2693306287985611E-4,0,0,0,0,0,0,0,0]
[null,null,null,null,null,null,null,null,null,1955,1.2693306287985611E-4,0,0,0,0,0,0,0,0]
[null,null,null,null,null,null,null,null,null,1956,1.2763305494291509E-4,0,0,0,0,0,0,0,0]
[null,null,null,null,null,null,null,null,null,1957,1.2343310256456111E-4,0,0,0,0,0,0,0,0]
[null,null,null,null,null,null,null,null,null,1958,1.2133312637538414E-4,0,0,0,0,0,0,0,0]
[null,null,null,null,null,null,null,null,null,1959,1.2203311843844312E-4,0,0,0,0,0,0,0,0]
[null,null,null,null,null,null,null,null,null,1960,1.2063313431232515E-4,0,1.9106048745521972E-4,0,0,0,0,0,0]
[null,null,null,null,null,null,null,null,null,1961,1.2203311843844312E-4,0,5.4574283461701536E-5,0,0,0,0,0,0]
[null,null,null,null,null,null,null,null,null,1962,1.2553307875373812E-4,0,0,0,0,0,0,0,0]
[null,null,null,null,null,null,null,null,null,1963,1.3183300732126906E-4,0,0,0,0,0,0,0,0]
[null,null,null,null,null,null,null,null,null,1964,1.3953292001491803E-4,0,0,0,0,0,0,0,0]
[null,null,null,null,null,null,null,null,null,1965,1.4163289620409503E-4,0,0,0,0,0,0,0,0]
[null,null,null,null,null,null,null,null,null,1966,1.4093290414103602E-4,0,0,0,0,0,0,0,0]
[null,null,null,null,null,null,null,null,null,1967,1.4163289620409503E-4,0,0,0,0,0,0,0,0]
[null,null,null,null,null,null,null,null,null,1968,1.4793282477162597E-4,0,0,0,0,0,0,0,0]
[null,null,null,null,null,null,null,null,null,1969,1.5283276921303896E-4,0,0,0,0,0,0,0,0]
[null,null,null,null,null,null,null,null,null,1970,1.591326977805699E-4,0,0,0,0,0,0,0,0]
[null,null,null,null,null,null,null,null,null,1971,1.612326739697469E-4,0,0,0,0,0,0,0,0]
[null,null,null,null,null,null,null,null,null,1972,1.6543262634810091E-4,0,0,0,0,0,0,0,0]
[null,null,null,null,null,null,null,null,null,1973,1.6543262634810091E-4,0,0,0,0,0,0,0,0]
[null,null,null,null,null,null,null,null,null,1974,1.591326977805699E-4,0,0,0,0,0,0,0,0]
[null,null,null,null,null,null,null,null,null,1975,1.5353276127609797E-4,0,0,0,0,0,0,0,0]
[null,null,null,null,null,null,null,null,null,1976,1.4863281683468498E-4,0,0,0,0,0,0,0,0]
[null,null,null,null,null,null,null,null,null,1977,1.4093290414103602E-4,0,0,0,0,0,0,0,0]
[null,null,null,null,null,null,null,null,null,1978,1.3323299144738705E-4,0,0,0,0,0,0,0,0]
[null,null,null,null,null,null,null,null,null,1979,1.304330231951511E-4,0,0,0,0,0,0,0,0]
[null,null,null,null,null,null,null,null,null,1980,1.283330470059741E-4,0,0,0,0,0,0,0,0]
[null,null,null,null,null,null,null,null,null,1981,1.2903303906903311E-4,0,0,0,0,0,0,0,0]
[null,null,null,null,null,null,null,null,null,1982,1.283330470059741E-4,0,0,0,0,0,0,0,0]
[null,null,null,null,null,null,null,null,null,1983,1.283330470059741E-4,0,0,0,0,0,0,0,0]
[null,null,null,null,null,null,null,null,null,1984,1.2763305494291509E-4,0,0,0,0,0,0,0,0]
[null,null,null,null,null,null,null,null,null,1985,1.2693306287985611E-4,{"$f":"K1997*$AB$10","v":0},0,{"$f":"M1997*$AB$10","v":0},{"$f":"IF(N1997>L1997,L1997,N1997)","v":0},{"$f":"IF(L1997<N1997,N1997-L1997,0)","v":0},{"$f":"L1997-N1997","v":0},0,0]
[null,null,null,null,null,null,null,null,null,1986,1.2343310256456111E-4,0,0,0,0,0,0,{"$f":"R1997-Q1998","v":0},{"$f":"S1997-Q1998","v":0}]
[null,null,null,null,null,null,null,null,null,1987,1.2133312637538414E-4,0,0,0,0,0,0,0,0]
[null,null,null,null,null,null,null,null,null,1988,1.1923315018620715E-4,0,0,0,0,0,0,0,0]
[null,null,null,null,null,null,null,null,null,1989,1.1853315812314815E-4,0,0,0,0,0,0,0,0]
[null,null,null,null,null,null,null,null,null,1993,1.1783316606008915E-4,0,0,0,0,0,0,0,0]
[null,null,null,null,null,null,null,null,null,1996,1.1993314224926614E-4,0,0,0,0,0,0,0,0]
[null,null,null,null,null,null,null,null,null,2000,1.304330231951511E-4,0,0,0,0,0,0,0,0]
[null,null,null,null,null,null,null,null,null,2003,1.262330708167971E-4,0,0,0,0,0,0,0,0]
[null,null,null,null,null,null,null,null,null,2006,1.3113301525821005E-4,0,0,0,0,0,0,0,0]
[null,null,null,null,null,null,null,null,null,2007,1.3393298351044606E-4,0,0,0,0,0,0,0,0]
[null,null,null,null,null,null,null,null,null,2010,1.283330470059741E-4,0,0,0,0,0,0,0,0]
[null,null,null,null,null,null,null,null,null,2015,1.5143278508692097E-4,0,0,0,0,0,0,0,0]
[null,null,null,null,null,null,null,null,null,2018,1.3813293588880004E-4,0,0,0,0,0,0,0,0]
[null,null,null,null,null,null,null,null,null,2021,1.4443286445633098E-4,0,0,0,0,0,0,0,0]
[null,null,null,null,null,null,null,null,null,2025,1.3393298351044606E-4,0,0,0,0,0,0,0,0]
[null,null,null,null,null,null,null,null,null,2028,1.2763305494291509E-4,0,0,0,0,0,0,0,0]
[null,null,null,null,null,null,null,null,null,2031,1.2203311843844312E-4,0,0,0,0,0,0,0,0]
[null,null,null,null,null,null,null,null,null,2035,1.3323299144738705E-4,0,0,0,0,0,0,0,0]
[null,null,null,null,null,null,null,null,null,2036,1.3883292795185905E-4,0,0,0,0,0,0,0,0]
[null,null,null,null,null,null,null,null,null,2040,1.3673295176268204E-4,0,0,0,0,0,0,0,0]
[null,null,null,null,null,null,null,null,null,2043,1.4513285651938999E-4,0,0,0,0,0,0,0,0]
[null,null,null,null,null,null,null,null,null,2046,1.4443286445633098E-4,0,0,0,0,0,0,0,0]
[null,null,null,null,null,null,null,null,null,2050,1.3183300732126906E-4,0,0,0,0,0,0,{"$f":"R2061-Q2062","v":0},{"$f":"S2061-Q2062","v":0}]
[null,null,null,null,null,null,null,null,null,2053,1.4093290414103602E-4,0,3.1357672755879368E-4,0,0,0,0,0,0]
[null,null,null,null,null,null,null,null,null,2054,1.2693306287985611E-4,0,7.2310158231487967E-4,0,0,0,0,0,0]
[null,null,null,null,null,null,null,null,null,2060,1.2973303113209209E-4,0,0,0,0,0,0,0,0]
[null,null,null,null,null,null,null,null,null,2061,1.3463297557350504E-4,0,0,0,0,0,0,0,0]
[null,null,null,null,null,null,null,null,null,2065,1.3953292001491803E-4,0,0,0,0,0,0,0,0]
[null,null,null,null,null,null,null,null,null,2068,1.4443286445633098E-4,0,0,0,0,0,0,0,0]
[null,null,null,null,null,null,null,null,null,2071,1.4303288033021302E-4,0,0,0,0,0,0,0,0]
[null,null,null,null,null,null,null,null,null,2075,9.1933459726906285E-5,0,7.2633289682604322E-4,0,0,0,0,0,0]
[null,null,null,null,null,null,null,null,null,2078,8.6333523222434334E-5,0,0,0,0,0,0,0,0]
[null,null,null,null,null,null,null,null,null,2081,9.8233388294437246E-5,0,0,0,0,0,0,0,0]
[null,null,null,null,null,null,null,null,null,2083,1.1013325336644018E-4,0,0,0,0,0,0,0,0]
[null,null,null,null,null,null,null,null,null,2086,1.2483308669067911E-4,0,0,0,0,0,0,0,0]
[null,null,null,null,null,null,null,null,null,2090,1.2903303906903311E-4,0,0,0,0,0,0,0,0]
[null,null,null,null,null,null,null,null,null,2093,1.304330231951511E-4,0,0,0,0,0,0,0,0]
[null,null,null,null,null,null,null,null,null,2096,1.304330231951511E-4,0,0,0,0,0,0,0,0]
[null,null,null,null,null,null,null,null,null,2100,1.325329993843281E-4,0,0,0,0,0,0,0,0]
[null,null,null,null,null,null,null,null,null,2102,1.3323299144738705E-4,0,0,0,0,0,0,0,0]
[null,null,null,null,null,null,null,null,null,2105,1.3113301525821005E-4,0,0,0,0,0,0,0,0]
[null,null,null,null,null,null,null,null,null,2108,1.2693306287985611E-4,0,0,0,0,0,0,0,0]
[null,null,null,null,null,null,null,null,null,2111,1.2903303906903311E-4,0,0,0,0,0,0,0,0]
[null,null,null,null,null,null,null,null,null,2115,1.262330708167971E-4,0,0,0,0,0,0,0,0]
[null,null,null,null,null,null,null,null,null,2118,1.3323299144738705E-4,0,0,0,0,0,0,0,0]
[null,null,null,null,null,null,null,null,null,2122,1.304330231951511E-4,0,0,0,0,0,0,0,0]
[null,null,null,null,null,null,null,null,null,2125,1.1853315812314815E-4,0,0,0,0,0,0,0,0]
[null,null,null,null,null,null,null,null,null,2127,1.1503319780785315E-4,0,0,0,0,0,0,0,0]
[null,null,null,null,null,null,null,null,null,2130,1.1013325336644018E-4,0,1.3667913688832821E-4,0,0,0,0,0,0]
[null,null,null,null,null,null,null,null,null,2133,1.3813293588880004E-4,0,0,0,0,0,0,0,0]
[null,null,null,null,null,null,null,null,null,2136,1.4793282477162597E-4,0,0,0,0,0,0,0,0]
[null,null,null,null,null,null,null,null,null,2140,1.2973303113209209E-4,0,0,0,0,0,0,0,0]
[null,null,null,null,null,null,null,null,null,2143,1.241330946276201E-4,0,0,0,0,0,0,0,0]
[null,null,null,null,null,null,null,null,null,2147,1.1363321368173518E-4,0,0,0,0,0,0,0,0]
[null,null,null,null,null,null,null,null,null,2148,1.0943326130338119E-4,0,4.2278735663853364E-4,0,0,0,0,0,0]
[null,null,null,null,null,null,null,null,null,2154,8.2833562907139356E-5,0,0,0,0,0,0,0,0]
[null,null,null,null,null,null,null,null,null,2155,8.2833562907139356E-5,0,0,0,0,0,0,0,0]
[null,null,null,null,null,null,null,null,null,2158,9.8933380357496255E-5,0,0,0,0,0,0,0,0]
[null,null,null,null,null,null,null,null,null,2162,1.1223322955561718E-4,0,0,0,0,0,0,0,0]
[null,null,null,null,null,null,null,null,null,2165,1.2343310256456111E-4,0,0,0,0,0,0,0,0]
[null,null,null,null,null,null,null,null,null,2168,1.2483308669067911E-4,0,0,0,0,0,0,0,0]
[null,null,null,null,null,null,null,null,null,2173,6.5333761330664439E-5,0,9.3549604892330732E-4,0,0,0,0,0,0]
[null,null,null,null,null,null,null,null,null,2176,5.9033832763133471E-5,0,9.5681970892425277E-4,0,0,0,0,0,0]
[null,null,null,null,null,null,null,null,null,2179,7.2333681961254408E-5,0,0,0,0,0,0,0,0]
[null,null,null,null,null,null,null,null,null,2180,8.4233547033257333E-5,0,0,0,0,0,0,0,0]
[null,null,null,null,null,null,null,null,null,2183,1.0943326130338119E-4,0,0,0,0,0,0,0,0]
[null,null,null,null,null,null,null,null,null,2187,1.2133312637538414E-4,0,0,0,0,0,0,0,0]
[null,null,null,null,null,null,null,null,null,2190,1.1923315018620715E-4,0,0,0,0,0,0,0,0]
[null,null,null,null,null,null,null,null,null,2193,1.0873326924032219E-4,0,0,0,0,0,0,0,0]
[null,null,null,null,null,null,null,null,null,2198,1.0593330098808622E-4,0,0,0,0,0,0,0,0]
[null,null,null,null,null,null,null,null,null,2201,9.4733427979142281E-5,0,8.3590872680656925E-4,0,0,0,0,0,0]
[null,null,null,null,null,null,null,null,null,2204,1.1643318193397115E-4,0,0,0,0,0,0,0,0]
[null,null,null,null,null,null,null,null,null,2205,1.1853315812314815E-4,0,0,0,0,0,0,0,0]
[null,null,null,null,null,null,null,null,null,2208,1.2133312637538414E-4,0,0,0,0,0,0,0,0]
[null,null,null,null,null,null,null,null,null,2212,1.2343310256456111E-4,0,0,0,0,0,0,0,0]
[null,null,null,null,null,null,null,null,null,2215,1.2763305494291509E-4,0,0,0,0,0,0,0,0]
[null,null,null,null,null,null,null,null,null,2219,1.1153323749255818E-4,0,1.4776033150178249E-5,0,0,0,0,0,0]
[null,null,null,null,null,null,null,null,null,2223,9.963337242055525E-5,0,0,0,0,0,0,0,0]
[null,null,null,null,null,null,null,null,null,2226,9.8933380357496255E-5,0,4.0626419309240923E-4,0,0,0,0,0,0]
[null,null,null,null,null,null,null,null,null,2227,1.0313333273585021E-4,0,0,0,0,0,0,0,0]
[null,null,null,null,null,null,null,null,null,2230,1.241330946276201E-4,0,0,0,0,0,0,0,0]
[null,null,null,null,null,null,null,null,null,2233,1.3813293588880004E-4,0,0,0,0,0,0,0,0]
[null,null,null,null,null,null,null,null,null,2237,1.605326819066879E-4,0,0,0,0,0,0,0,0]
[null,null,null,null,null,null,null,null,null,2240,1.612326739697469E-4,0,0,0,0,0,0,0,0]
[null,null,null,null,null,null,null,null,null,2244,9.7533396231378264E-5,0,1.2950685234912086E-3,0,0,0,0,0,0]
[null,null,null,null,null,null,null,null,null,2248,8.5633531159375325E-5,0,1.3051392394190632E-3,0,0,0,0,0,0]
[null,null,null,null,null,null,null,null,null,2251,9.333344385302429E-5,0,0,0,0,0,0,0,0]
[null,null,null,null,null,null,null,null,null,2252,9.8933380357496255E-5,0,0,0,0,0,0,0,0]
[null,null,null,null,null,null,null,null,null,2255,1.4093290414103602E-4,0,0,0,0,0,0,0,0]
[null,null,null,null,null,null,null,null,null,2258,1.4933280889774397E-4,0,0,0,0,0,0,0,0]
[null,null,null,null,null,null,null,null,null,2262,1.5003280096080297E-4,0,0,0,0,0,0,0,0]
[null,null,null,null,null,null,null,null,null,2265,1.3463297557350504E-4,0,0,0,0,0,0,0,0]
[null,null,null,null,null,null,null,null,null,2269,8.6333523222434334E-5,0,8.879040767068815E-5,0,0,0,0,0,0]
[null,null,null,null,null,null,null,null,null,2273,7.303367402431339E-5,0,7.5139555773971484E-4,0,0,0,0,0,0]
[null,null,null,null,null,null,null,null,null,2276,8.4933539096316329E-5,0,0,0,0,0,0,0,0]
[null,null,null,null,null,null,null,null,null,2277,1.0523330892502722E-4,0,0,0,0,0,0,0,0]
[null,null,null,null,null,null,null,null,null,2280,1.3113301525821005E-4,0,0,0,0,0,0,0,0]
[null,null,null,null,null,null,null,null,null,2283,1.5213277714997998E-4,0,0,0,0,0,0,0,0]
[null,null,null,null,null,null,null,null,null,2286,1.626326580958649E-4,0,0,0,0,0,0,0,0]
[null,null,null,null,null,null,null,null,null,2291,9.6833404168319254E-5,0,9.0497835128524164E-4,0,0,0,0,0,0]
[null,null,null,null,null,null,null,null,null,2295,8.003359465490336E-5,0,1.5166871645677033E-3,0,0,0,0,0,0]
[null,null,null,null,null,null,null,null,null,2298,7.303367402431339E-5,0,0,0,0,0,0,0,0]
[null,null,null,null,null,null,null,null,null,2301,9.7533396231378264E-5,0,0,0,0,0,0,0,0]
[null,null,null,null,null,null,null,null,null,2302,1.1433320574479419E-4,0,0,0,0,0,0,0,0]
[null,null,null,null,null,null,null,null,null,2305,1.5563273746527491E-4,{"$f":"K2317*$AB$10","v":0},0,{"$f":"M2317*$AB$10","v":0},{"$f":"IF(N2317>L2317,L2317,N2317)","v":0},{"$f":"IF(L2317<N2317,N2317-L2317,0)","v":0},{"$f":"L2317-N2317","v":0},0,0]
[null,null,null,null,null,null,null,null,null,2311,1.5773271365445191E-4,0,0,0,0,0,0,0,0]
[null,null,null,null,null,null,null,null,null,2313,1.3743294382574105E-4,0,0,0,0,0,0,0,0]
[null,null,null,null,null,null,null,null,null,2316,9.8233388294437246E-5,0,1.2223020303309205E-3,0,0,0,0,0,0]
[null,null,null,null,null,null,null,null,null,2320,6.8133729582900421E-5,0,8.3390556652515298E-4,0,0,0,0,0,0]
[null,null,null,null,null,null,null,null,null,2323,7.7933618465726359E-5,0,0,0,0,0,0,0,0]
[null,null,null,null,null,null,null,null,null,2326,1.0943326130338119E-4,0,0,0,0,0,0,0,0]
[null,null,null,null,null,null,null,null,null,2327,1.2133312637538414E-4,0,0,0,0,0,0,0,0]
[null,null,null,null,null,null,null,null,null,2330,1.3393298351044606E-4,0,0,0,0,0,0,0,0]
[null,null,null,null,null,null,null,null,null,2336,1.4513285651938999E-4,0,0,0,0,0,0,0,0]
[null,null,null,null,null,null,null,null,null,2338,9.8933380357496255E-5,0,4.4317617828141436E-4,0,0,0,0,0,0]
[null,null,null,null,null,null,null,null,null,2341,8.1433578781021351E-5,0,1.5429646324176302E-3,0,0,0,0,0,0]
[null,null,null,null,null,null,null,null,null,2345,7.3733666087372386E-5,0,9.3508490512223235E-4,0,0,0,0,0,0]
[null,null,null,null,null,null,null,null,null,2348,8.4933539096316329E-5,0,0,0,0,0,0,0,0]
[null,null,null,null,null,null,null,null,null,2351,1.2973303113209209E-4,0,0,0,0,0,0,0,0]
[null,null,null,null,null,null,null,null,null,2352,1.3813293588880004E-4,0,0,0,0,0,0,0,0]
[null,null,null,null,null,null,null,null,null,2357,1.6543262634810091E-4,0,0,0,0,0,0,0,0]
[null,null,null,null,null,null,null,null,null,2360,1.5423275333915695E-4,0,0,0,0,0,0,0,0]
[null,null,null,null,null,null,null,null,null,2363,1.0243334067279125E-4,0,9.3976837805335555E-4,0,0,0,0,0,0]
[null,null,null,null,null,null,null,null,null,2366,9.6833404168319254E-5,0,1.346934028431454E-3,0,0,0,0,0,0]
[null,null,null,null,null,null,null,null,null,2370,1.1013325336644018E-4,0,1.7620763271021319E-4,0,0,0,0,{"$f":"R2381-Q2382","v":0},{"$f":"S2381-Q2382","v":0}]
[null,null,null,null,null,null,null,null,null,2373,1.1923315018620715E-4,0,0,0,0,0,0,0,0]
[null,null,null,null,null,null,null,null,null,2376,1.2903303906903311E-4,0,0,0,0,0,0,0,0]
[null,null,null,null,null,null,null,null,null,2378,1.2483308669067911E-4,0,0,0,0,0,0,0,0]
[null,null,null,null,null,null,null,null,null,2381,1.2693306287985611E-4,0,0,0,0,0,0,0,0]
[null,null,null,null,null,null,null,null,null,2385,1.1923315018620715E-4,0,0,0,0,0,0,0,0]
[null,null,null,null,null,null,null,null,null,2388,1.0103335654667326E-4,0,1.3427707033449368E-3,0,0,0,0,0,0]
[null,null,null,null,null,null,null,null,null,2391,1.0243334067279125E-4,0,1.523093261893953E-3,0,0,0,0,0,0]
[null,null,null,null,null,null,null,null,null,2395,1.1293322161867618E-4,0,0,0,0,0,0,0,0]
[null,null,null,null,null,null,null,null,null,2398,1.3813293588880004E-4,0,0,0,0,0,0,0,0]
[null,null,null,null,null,null,null,null,null,2399,1.3883292795185905E-4,0,0,0,0,0,0,0,0]
[null,null,null,null,null,null,null,null,null,2403,1.3393298351044606E-4,0,0,0,0,0,0,0,0]
[null,null,null,null,null,null,null,null,null,2406,1.304330231951511E-4,0,0,0,0,0,0,0,0]
[null,null,null,null,null,null,null,null,null,2410,1.1083324542949919E-4,0,0,0,0,0,0,0,0]
[null,null,null,null,null,null,null,null,null,2413,9.8933380357496255E-5,0,6.796418765200508E-4,0,0,0,0,0,0]
[null,null,null,null,null,null,null,null,null,2416,9.4733427979142281E-5,0,6.4501412119067969E-5,0,0,0,0,0,0]
[null,null,null,null,null,null,null,null,null,2420,1.0523330892502722E-4,0,0,0,0,0,0,0,0]
[null,null,null,null,null,null,null,null,null,2423,1.304330231951511E-4,0,0,0,0,0,0,0,0]
[null,null,null,null,null,null,null,null,null,2424,1.304330231951511E-4,0,0,0,0,0,0,0,0]
[null,null,null,null,null,null,null,null,null,2428,1.283330470059741E-4,0,0,0,0,0,0,0,0]
[null,null,null,null,null,null,null,null,null,2431,1.3463297557350504E-4,0,0,0,0,0,0,0,0]
[null,null,null,null,null,null,null,null,null,2435,1.1573318987091218E-4,0,6.2088800254843195E-4,0,0,0,0,0,0]
[null,null,null,null,null,null,null,null,null,2438,1.0103335654667326E-4,0,2.3743382452693138E-4,0,0,0,0,0,0]
[null,null,null,null,null,null,null,null,null,2442,1.0453331686196822E-4,0,3.444890747884986E-4,0,0,0,0,0,0]
[null,null,null,null,null,null,null,null,null,2445,1.3603295969962304E-4,0,0,0,0,0,0,0,0]
[null,null,null,null,null,null,null,null,null,2448,1.626326580958649E-4,0,0,0,0,0,0,0,0]
[null,null,null,null,null,null,null,null,null,2449,1.6543262634810091E-4,0,0,0,0,0,0,0,0]
[null,null,null,null,null,null,null,null,null,2453,1.7313253904174984E-4,0,0,0,0,0,0,0,0]
[null,null,null,null,null,null,null,null,null,2456,1.5633272952833395E-4,0,0,0,0,0,0,0,0]
[null,null,null,null,null,null,null,null,null,2460,1.2063313431232515E-4,0,7.10019014838209E-4,0,0,0,0,0,0]
[null,null,null,null,null,null,null,null,null,2463,1.1573318987091218E-4,0,7.7795291684356206E-4,0,0,0,0,0,0]
[null,null,null,null,null,null,null,null,null,2467,1.2693306287985611E-4,0,0,0,0,0,0,0,0]
[null,null,null,null,null,null,null,null,null,2470,1.5423275333915695E-4,0,0,0,0,0,0,0,0]
[null,null,null,null,null,null,null,null,null,2474,1.7733249142010382E-4,0,0,0,0,0,0,0,0]
[null,null,null,null,null,null,null,null,null,2475,1.7733249142010382E-4,0,0,0,0,0,0,0,0]
[null,null,null,null,null,null,null,null,null,2478,1.8293242792457581E-4,0,0,0,0,0,0,0,0]
[null,null,null,null,null,null,null,null,null,2481,1.4443286445633098E-4,0,0,0,0,0,0,0,0]
[null,null,null,null,null,null,null,null,null,2485,1.262330708167971E-4,0,0,0,0,0,0,0,0]
[null,null,null,null,null,null,null,null,null,2488,1.5283276921303896E-4,0,5.8584787964279894E-4,0,0,0,0,0,0]
[null,null,null,null,null,null,null,null,null,2492,1.4513285651938999E-4,0,0,0,0,0,0,0,0]
[null,null,null,null,null,null,null,null,null,2495,1.5283276921303896E-4,0,0,0,0,0,0,0,0]
[null,null,null,null,null,null,null,null,null,2499,1.7453252316786783E-4,0,0,0,0,0,0,0,0]
[null,null,null,null,null,null,null,null,null,2500,1.7873247554622181E-4,0,0,0,0,0,0,0,0]
[null,null,null,null,null,null,null,null,null,2503,1.8923235649210676E-4,0,0,0,0,0,0,0,0]
[null,null,null,null,null,null,null,null,null,2507,1.3603295969962304E-4,0,0,0,0,0,0,0,0]
[null,null,null,null,null,null,null,null,null,2510,1.2903303906903311E-4,0,9.0454976187404751E-4,0,0,0,0,0,0]
[null,null,null,null,null,null,null,null,null,2513,1.1643318193397115E-4,0,9.4805211302279166E-5,0,0,0,0,0,0]
[null,null,null,null,null,null,null,null,null,2517,1.4163289620409503E-4,0,0,0,0,0,0,0,0]
[null,null,null,null,null,null,null,null,null,2520,1.5353276127609797E-4,0,0,0,0,0,0,0,0]
[null,null,null,null,null,null,null,null,null,2524,1.7313253904174984E-4,0,0,0,0,0,0,0,0]
[null,null,null,null,null,null,null,null,null,2525,1.6963257872645488E-4,0,0,0,0,0,0,0,0]
[null,null,null,null,null,null,null,null,null,2528,1.5143278508692097E-4,0,0,0,0,0,0,0,0]
[null,null,null,null,null,null,null,null,null,2532,1.0663329305114521E-4,0,7.7802184994485392E-4,0,0,0,0,0,0]
[null,null,null,null,null,null,null,null,null,2535,1.0733328511420422E-4,0,3.940681122127562E-4,0,0,0,0,0,0]
[null,null,null,null,null,null,null,null,null,2538,1.1153323749255818E-4,0,5.1456130806081607E-5,0,0,0,0,0,0]
[null,null,null,null,null,null,null,null,null,2541,1.325329993843281E-4,0,0,0,0,0,0,0,0]
[null,null,null,null,null,null,null,null,null,2546,1.3813293588880004E-4,0,0,0,0,0,0,0,0]
[null,null,null,null,null,null,null,null,null,2549,1.4233288826715404E-4,0,0,0,0,0,0,0,0]
[null,null,null,null,null,null,null,null,null,2550,1.4233288826715404E-4,0,0,0,0,0,0,0,0]
[null,null,null,null,null,null,null,null,null,2553,1.283330470059741E-4,0,0,0,0,0,0,0,0]
[null,null,null,null,null,null,null,null,null,2557,1.1573318987091218E-4,0,7.4159589880965296E-4,0,0,0,0,0,0]
[null,null,null,null,null,null,null,null,null,2560,1.1783316606008915E-4,0,0,0,0,0,0,0,0]
[null,null,null,null,null,null,null,null,null,2562,1.3393298351044606E-4,0,0,0,0,0,0,{"$f":"R2573-Q2574","v":0},{"$f":"S2573-Q2574","v":0}]
[null,null,null,null,null,null,null,null,null,2568,1.4863281683468498E-4,0,0,0,0,0,0,0,0]
[null,null,null,null,null,null,null,null,null,2571,1.5983268984362891E-4,0,0,0,0,0,0,0,0]
[null,null,null,null,null,null,null,null,null,2572,1.6753260253727788E-4,0,0,0,0,0,0,0,0]
[null,null,null,null,null,null,null,null,null,2575,1.6613261841115989E-4,0,0,0,0,0,0,0,0]
[null,null,null,null,null,null,null,null,null,2578,1.2693306287985611E-4,0,3.5376933580496156E-4,0,0,0,0,0,0]
[null,null,null,null,null,null,null,null,null,2582,1.0033336448361425E-4,0,1.1868575212626623E-3,0,0,0,0,0,0]
[null,null,null,null,null,null,null,null,null,2585,8.8433499411611294E-5,0,6.8635774399214758E-4,0,0,0,0,0,0]
[null,null,null,null,null,null,null,null,null,2587,9.1933459726906285E-5,0,0,0,0,0,0,0,0]
[null,null,null,null,null,null,null,null,null,2593,1.4933280889774397E-4,0,0,0,0,0,0,0,0]
[null,null,null,null,null,null,null,null,null,2596,1.4513285651938999E-4,0,0,0,0,0,0,0,0]
[null,null,null,null,null,null,null,null,null,2597,1.3533296763656405E-4,0,0,0,0,0,0,0,0]
[null,null,null,null,null,null,null,null,null,2600,1.1923315018620715E-4,0,0,0,0,0,0,0,0]
[null,null,null,null,null,null,null,null,null,2603,8.7733507348552325E-5,0,5.9778928214369842E-4,0,0,0,0,0,0]
[null,null,null,null,null,null,null,null,null,2607,5.7633848637015473E-5,0,1.4688762562144611E-3,0,0,0,0,0,0]
[null,null,null,null,null,null,null,null,null,2612,7.2333681961254408E-5,0,0,0,0,0,0,0,0]
[null,null,null,null,null,null,null,null,null,2615,1.0103335654667326E-4,0,0,0,0,0,0,0,0]
[null,null,null,null,null,null,null,null,null,2618,1.0523330892502722E-4,0,0,0,0,0,0,0,0]
[null,null,null,null,null,null,null,null,null,2621,1.0733328511420422E-4,0,0,0,0,0,0,0,0]
[null,null,null,null,null,null,null,null,null,2622,1.0943326130338119E-4,0,0,0,0,0,0,0,0]
[null,null,null,null,null,null,null,null,null,2625,1.1433320574479419E-4,{"$f":"K2637*$AB$10","v":0},0,{"$f":"M2637*$AB$10","v":0},{"$f":"IF(N2637>L2637,L2637,N2637)","v":0},{"$f":"IF(L2637<N2637,N2637-L2637,0)","v":0},{"$f":"L2637-N2637","v":0},0,0]
[null,null,null,null,null,null,null,null,null,2628,9.8933380357496255E-5,0,0,0,0,0,0,0,0]
[null,null,null,null,null,null,null,null,null,2633,8.5633531159375325E-5,0,0,0,0,0,0,0,0]
[null,null,null,null,null,null,null,null,null,2636,8.9833483537729298E-5,0,0,0,0,0,0,0,0]
[null,null,null,null,null,null,null,null,null,2640,1.1153323749255818E-4,0,0,0,0,0,0,0,0]
[null,null,null,null,null,null,null,null,null,2643,1.2133312637538414E-4,0,0,0,0,0,0,0,0]
[null,null,null,null,null,null,null,null,null,2646,1.1783316606008915E-4,0,0,0,0,0,0,0,0]
[null,null,null,null,null,null,null,null,null,2647,1.1713317399703015E-4,0,0,0,0,0,0,0,0]
[null,null,null,null,null,null,null,null,null,2650,1.0453331686196822E-4,0,0,0,0,0,0,0,0]
[null,null,null,null,null,null,null,null,null,2653,9.5433420042201263E-5,0,5.3651650435819346E-4,0,0,0,0,0,0]
[null,null,null,null,null,null,null,null,null,2658,8.6333523222434334E-5,0,3.6885806898243642E-4,0,0,0,0,0,0]
[null,null,null,null,null,null,null,null,null,2661,1.1083324542949919E-4,0,0,0,0,0,0,0,0]
[null,null,null,null,null,null,null,null,null,2665,1.1853315812314815E-4,0,0,0,0,0,0,0,0]
[null,null,null,null,null,null,null,null,null,2668,1.2273311050150213E-4,0,0,0,0,0,0,0,0]
[null,null,null,null,null,null,null,null,null,2671,1.2903303906903311E-4,0,0,0,0,0,0,0,0]
[null,null,null,null,null,null,null,null,null,2672,1.1923315018620715E-4,0,0,0,0,0,0,0,0]
[null,null,null,null,null,null,null,null,null,2675,8.0733586717962355E-5,0,7.9088668108990125E-4,0,0,0,0,0,0]
[null,null,null,null,null,null,null,null,null,2679,6.5333761330664439E-5,0,2.3900850418109878E-4,0,0,0,0,0,0]
[null,null,null,null,null,null,null,null,null,2683,6.4633769267605429E-5,0,0,0,0,0,0,0,0]
[null,null,null,null,null,null,null,null,null,2686,8.1433578781021351E-5,0,0,0,0,0,0,0,0]
[null,null,null,null,null,null,null,null,null,2690,8.7033515285493316E-5,0,0,0,0,0,0,{"$f":"R2701-Q2702","v":0},{"$f":"S2701-Q2702","v":0}]
[null,null,null,null,null,null,null,null,null,2693,8.7733507348552325E-5,0,0,0,0,0,0,0,0]
[null,null,null,null,null,null,null,null,null,2696,7.8633610528785355E-5,0,0,0,0,0,0,0,0]
[null,null,null,null,null,null,null,null,null,2697,7.0233705772077408E-5,0,0,0,0,0,0,0,0]
[null,null,null,null,null,null,null,null,null,2700,4.7833959754189535E-5,0,3.9051233382869329E-4,0,0,0,0,0,0]
[null,null,null,null,null,null,null,null,null,2705,4.5733983565012541E-5,0,5.3359951110220152E-4,0,0,0,0,0,0]
[null,null,null,null,null,null,null,null,null,2708,6.3933777204546434E-5,0,0,0,0,0,0,0,0]
[null,null,null,null,null,null,null,null,null,2711,9.6133412105260259E-5,0,0,0,0,0,0,0,0]
[null,null,null,null,null,null,null,null,null,2715,1.0523330892502722E-4,0,0,0,0,0,0,0,0]
[null,null,null,null,null,null,null,null,null,2718,1.0873326924032219E-4,0,0,0,0,0,0,0,0]
[null,null,null,null,null,null,null,null,null,2721,9.6133412105260259E-5,0,0,0,0,0,0,0,0]
[null,null,null,null,null,null,null,null,null,2722,9.333344385302429E-5,0,0,0,0,0,0,0,0]
[null,null,null,null,null,null,null,null,null,2725,6.7433737519841425E-5,0,0,0,0,0,0,0,0]
[null,null,null,null,null,null,null,null,null,2730,9.4733427979142281E-5,0,0,0,0,0,0,0,0]
[null,null,null,null,null,null,null,null,null,2733,1.0593330098808622E-4,0,0,0,0,0,0,0,0]
[null,null,null,null,null,null,null,null,null,2736,1.1643318193397115E-4,0,0,0,0,0,0,0,0]
[null,null,null,null,null,null,null,null,null,2740,1.304330231951511E-4,0,0,0,0,0,0,0,0]
[null,null,null,null,null,null,null,null,null,2743,1.4303288033021302E-4,0,0,0,0,0,0,0,0]
[null,null,null,null,null,null,null,null,null,2744,1.3463297557350504E-4,0,0,0,0,0,0,0,0]
[null,null,null,null,null,null,null,null,null,2750,7.7233626402667364E-5,0,1.3574614889711408E-3,0,0,0,0,0,0]
[null,null,null,null,null,null,null,null,null,2751,7.5833642276549373E-5,0,1.3943026049441007E-3,0,0,0,0,0,0]
[null,null,null,null,null,null,null,null,null,2755,7.5133650213490377E-5,0,0,0,0,0,0,0,0]
[null,null,null,null,null,null,null,null,null,2758,9.8233388294437246E-5,0,0,0,0,0,0,0,0]
[null,null,null,null,null,null,null,null,null,2761,1.0943326130338119E-4,0,0,0,0,0,0,0,0]
[null,null,null,null,null,null,null,null,null,2765,1.1923315018620715E-4,0,0,0,0,0,0,0,0]
[null,null,null,null,null,null,null,null,null,2768,1.1923315018620715E-4,0,0,0,0,0,0,0,0]
[null,null,null,null,null,null,null,null,null,2771,9.7533396231378264E-5,0,6.4966383784752658E-4,0,0,0,0,0,0]
[null,null,null,null,null,null,null,null,null,2773,7.7933618465726359E-5,0,1.0987367084148811E-3,0,0,0,0,0,0]
[null,null,null,null,null,null,null,null,null,2776,6.673374545678243E-5,0,1.1755271247800127E-3,0,0,0,0,0,0]
[null,null,null,null,null,null,null,null,null,2780,6.7433737519841425E-5,0,0,0,0,0,0,0,0]
[null,null,null,null,null,null,null,null,null,2783,1.1083324542949919E-4,0,0,0,0,0,0,0,0]
[null,null,null,null,null,null,null,null,null,2787,1.0523330892502722E-4,0,0,0,0,0,0,0,0]
[null,null,null,null,null,null,null,null,null,2790,9.8233388294437246E-5,0,0,0,0,0,0,0,0]
[null,null,null,null,null,null,null,null,null,2793,7.7233626402667364E-5,0,0,0,0,0,0,0,0]
[null,null,null,null,null,null,null,null,null,2796,4.5733983565012541E-5,0,1.2999433996114201E-3,0,0,0,0,0,0]
[null,null,null,null,null,null,null,null,null,2798,4.5733983565012541E-5,0,1.6137586270398273E-3,0,0,0,0,0,0]
[null,null,null,null,null,null,null,null,null,2801,4.5733983565012541E-5,0,9.1612651977026076E-4,0,0,0,0,0,0]
[null,null,null,null,null,null,null,null,null,2805,4.8533951817248517E-5,0,0,0,0,0,0,0,0]
[null,null,null,null,null,null,null,null,null,2808,6.7433737519841425E-5,0,0,0,0,0,0,0,0]
[null,null,null,null,null,null,null,null,null,2812,9.2633451789965294E-5,0,0,0,0,0,0,0,0]
[null,null,null,null,null,null,null,null,null,2815,1.0243334067279125E-4,0,0,0,0,0,0,0,0]
[null,null,null,null,null,null,null,null,null,2817,7.6533634339608368E-5,{"$f":"K2829*$AB$10","v":0},1.1166839553509422E-5,{"$f":"M2829*$AB$10","v":0},{"$f":"IF(N2829>L2829,L2829,N2829)","v":0},{"$f":"IF(L2829<N2829,N2829-L2829,0)","v":0},{"$f":"L2829-N2829","v":0},0,0]
[null,null,null,null,null,null,null,null,null,2820,4.5733983565012541E-5,0,1.2821320355508883E-3,0,0,0,0,0,0]
[null,null,null,null,null,null,null,null,null,2823,4.5733983565012541E-5,0,1.5379423017833681E-3,0,0,0,0,0,0]
[null,null,null,null,null,null,null,null,null,2826,4.5733983565012541E-5,0,4.5330861448016567E-4,0,0,0,0,0,0]
[null,null,null,null,null,null,null,null,null,2830,5.8333840700074476E-5,0,0,0,0,0,0,0,0]
[null,null,null,null,null,null,null,null,null,2833,8.003359465490336E-5,0,0,0,0,0,0,0,0]
[null,null,null,null,null,null,null,null,null,2837,9.6133412105260259E-5,0,0,0,0,0,0,0,0]
[null,null,null,null,null,null,null,null,null,2840,8.9133491474670303E-5,0,0,0,0,0,0,0,0]
[null,null,null,null,null,null,null,null,null,2842,5.9733824826192467E-5,0,5.0161268894253477E-4,0,0,0,0,0,0]
[null,null,null,null,null,null,null,null,null,2845,4.5733983565012541E-5,0,1.4684478216898341E-3,0,0,0,0,0,0]
[null,null,null,null,null,null,null,null,null,2848,4.5733983565012541E-5,0,1.3248127725237026E-3,0,0,0,0,0,0]
[null,null,null,null,null,null,null,null,null,2852,4.5733983565012541E-5,0,0,0,0,0,0,0,0]
[null,null,null,null,null,null,null,null,null,2855,6.2533793078428443E-5,0,0,0,0,0,0,0,0]
[null,null,null,null,null,null,null,null,null,2858,8.5633531159375325E-5,0,0,0,0,0,0,0,0]
[null,null,null,null,null,null,null,null,null,2862,9.963337242055525E-5,0,0,0,0,0,0,0,0]
[null,null,null,null,null,null,null,null,null,2863,9.6133412105260259E-5,0,0,0,0,0,0,0,0]
[null,null,null,null,null,null,null,null,null,2869,4.5733983565012541E-5,0,1.2406986235700885E-3,0,0,0,0,0,0]
[null,null,null,null,null,null,null,null,null,2870,4.5733983565012541E-5,0,1.2800960753337864E-3,0,0,0,0,0,0]
[null,null,null,null,null,null,null,null,null,2873,4.5733983565012541E-5,0,6.8218670297116955E-4,0,0,0,0,0,0]
[null,null,null,null,null,null,null,null,null,2877,4.5733983565012541E-5,0,0,0,0,0,0,0,0]
[null,null,null,null,null,null,null,null,null,2880,7.3733666087372386E-5,0,0,0,0,0,0,0,0]
[null,null,null,null,null,null,null,null,null,2883,8.5633531159375325E-5,0,0,0,0,0,0,0,0]
[null,null,null,null,null,null,null,null,null,2888,8.6333523222434334E-5,0,0,0,0,0,0,0,0]
[null,null,null,null,null,null,null,null,null,2891,4.8533951817248517E-5,0,7.3683282602750734E-4,0,0,0,0,0,0]
[null,null,null,null,null,null,null,null,null,2892,4.5733983565012541E-5,0,1.0322908635261995E-3,0,0,0,0,0,0]
[null,null,null,null,null,null,null,null,null,2895,4.5733983565012541E-5,0,1.2781371122848476E-3,0,0,0,0,0,0]
[null,null,null,null,null,null,null,null,null,2898,4.5733983565012541E-5,0,3.6133996473720323E-4,0,0,0,0,0,0]
[null,null,null,null,null,null,null,null,null,2902,5.2033912132543502E-5,0,0,0,0,0,0,0,0]
[null,null,null,null,null,null,null,null,null,2905,7.7233626402667364E-5,0,0,0,0,0,0,0,0]
[null,null,null,null,null,null,null,null,null,2908,9.4733427979142281E-5,0,0,0,0,0,0,0,0]
[null,null,null,null,null,null,null,null,null,2913,5.7633848637015473E-5,0,4.9209907151179108E-5,0,0,0,0,0,0]
[null,null,null,null,null,null,null,null,null,2916,4.5733983565012541E-5,0,1.3003215725689082E-3,0,0,0,0,0,0]
[null,null,null,null,null,null,null,null,null,2917,4.5733983565012541E-5,0,1.5055442709883218E-3,0,0,0,0,0,0]
[null,null,null,null,null,null,null,null,null,2920,4.5733983565012541E-5,0,1.3017731862208935E-3,0,0,0,0,0,0]
[null,null,null,null,null,null,null,null,null,2923,4.5733983565012541E-5,0,0,0,0,0,0,0,0]
[null,null,null,null,null,null,null,null,null,2927,5.7633848637015473E-5,0,0,0,0,0,0,0,0]
[null,null,null,null,null,null,null,null,null,2930,8.8433499411611294E-5,0,0,0,0,0,0,0,0]
[null,null,null,null,null,null,null,null,null,2934,1.0453331686196822E-4,0,0,0,0,0,0,0,0]
[null,null,null,null,null,null,null,null,null,2938,5.2733904195602504E-5,0,6.2508528207163899E-4,0,0,0,0,0,0]
[null,null,null,null,null,null,null,null,null,2941,4.5733983565012541E-5,0,1.6214364186569971E-3,0,0,0,0,0,0]
[null,null,null,null,null,null,null,null,null,2942,4.5733983565012541E-5,0,1.6937264190566642E-3,0,0,0,0,0,0]
[null,null,null,null,null,null,null,null,null,2945,4.5733983565012541E-5,{"$f":"K2957*$AB$10","v":0},9.8426795710651388E-4,{"$f":"M2957*$AB$10","v":0},{"$f":"IF(N2957>L2957,L2957,N2957)","v":0},{"$f":"IF(L2957<N2957,N2957-L2957,0)","v":0},{"$f":"L2957-N2957","v":0},0,0]
[null,null,null,null,null,null,null,null,null,2948,4.5733983565012541E-5,0,0,0,0,0,0,0,0]
[null,null,null,null,null,null,null,null,null,2952,9.1933459726906285E-5,0,0,0,0,0,0,0,0]
[null,null,null,null,null,null,null,null,null,2955,1.1573318987091218E-4,0,0,0,0,0,0,0,0]
[null,null,null,null,null,null,null,null,null,2960,8.4233547033257333E-5,0,0,0,0,0,0,0,0]
[null,null,null,null,null,null,null,null,null,2963,4.5733983565012541E-5,0,1.0300574365168817E-3,0,0,0,0,0,0]
[null,null,null,null,null,null,null,null,null,2966,4.5733983565012541E-5,0,9.092002366752523E-4,0,0,0,0,0,0]
[null,null,null,null,null,null,null,null,null,2967,4.5733983565012541E-5,0,2.6051980745962571E-4,0,0,0,0,0,0]
[null,null,null,null,null,null,null,null,null,2970,4.5733983565012541E-5,0,2.9586400044839224E-6,0,0,0,0,0,0]
[null,null,null,null,null,null,null,null,null,2973,5.133392006948452E-5,0,0,0,0,0,0,0,0]
[null,null,null,null,null,null,null,null,null,2977,1.0523330892502722E-4,0,0,0,0,0,0,0,0]
[null,null,null,null,null,null,null,null,null,2980,1.1223322955561718E-4,0,0,0,0,0,0,0,0]
[null,null,null,null,null,null,null,null,null,2985,7.0933697835136403E-5,0,6.0787071585517278E-5,0,0,0,0,0,0]
[null,null,null,null,null,null,null,null,null,2988,4.5733983565012541E-5,0,1.3411267309509645E-3,0,0,0,0,0,0]
[null,null,null,null,null,null,null,null,null,2991,4.5733983565012541E-5,0,1.5506253505724894E-3,0,0,0,0,0,0]
[null,null,null,null,null,null,null,null,null,2992,4.5733983565012541E-5,0,1.3206424292507481E-3,0,0,0,0,0,0]
[null,null,null,null,null,null,null,null,null,2995,4.5733983565012541E-5,0,0,0,0,0,0,0,0]
[null,null,null,null,null,null,null,null,null,2998,8.7033515285493316E-5,0,0,0,0,0,0,0,0]
[null,null,null,null,null,null,null,null,null,3001,1.1433320574479419E-4,0,0,0,0,0,0,0,0]
[null,null,null,null,null,null,null,null,null,3006,1.2203311843844312E-4,0,0,0,0,0,0,0,0]
[null,null,null,null,null,null,null,null,null,3010,8.1433578781021351E-5,0,4.1374534581903934E-4,0,0,0,0,{"$f":"R3021-Q3022","v":0},{"$f":"S3021-Q3022","v":0}]
[null,null,null,null,null,null,null,null,null,3013,4.5733983565012541E-5,0,1.3684062788002474E-3,0,0,0,0,0,0]
[null,null,null,null,null,null,null,null,null,3016,4.5733983565012541E-5,0,1.2358845966857377E-3,0,0,0,0,0,0]
[null,null,null,null,null,null,null,null,null,3017,4.5733983565012541E-5,0,8.6563216292988613E-4,0,0,0,0,0,0]
[null,null,null,null,null,null,null,null,null,3020,5.0633928006425517E-5,0,0,0,0,0,0,0,0]
[null,null,null,null,null,null,null,null,null,3026,9.5433420042201263E-5,0,0,0,0,0,0,0,0]
[null,null,null,null,null,null,null,null,null,3028,9.8233388294437246E-5,0,0,0,0,0,0,0,0]
[null,null,null,null,null,null,null,null,null,3031,1.0173334860973222E-4,0,0,0,0,0,0,0,0]
[null,null,null,null,null,null,null,null,null,3035,9.6133412105260259E-5,0,0,0,0,0,0,0,0]
[null,null,null,null,null,null,null,null,null,3038,8.4233547033257333E-5,0,0,0,0,0,0,0,0]
[null,null,null,null,null,null,null,null,null,3041,8.7033515285493316E-5,0,0,0,0,0,0,0,0]
[null,null,null,null,null,null,null,null,null,3042,9.1233467663847303E-5,0,0,0,0,0,0,0,0]
[null,null,null,null,null,null,null,null,null,3045,1.0313333273585021E-4,0,0,0,0,0,0,0,0]
[null,null,null,null,null,null,null,null,null,3051,1.3323299144738705E-4,0,0,0,0,0,0,0,0]
[null,null,null,null,null,null,null,null,null,3053,1.3113301525821005E-4,0,0,0,0,0,0,0,0]
[null,null,null,null,null,null,null,null,null,3056,1.1153323749255818E-4,0,0,0,0,0,0,0,0]
[null,null,null,null,null,null,null,null,null,3060,9.4033435916083286E-5,0,7.1586255604210185E-4,0,0,0,0,0,0]
[null,null,null,null,null,null,null,null,null,3063,8.7033515285493316E-5,0,1.3775385482843667E-3,0,0,0,0,0,0]
[null,null,null,null,null,null,null,null,null,3064,8.6333523222434334E-5,0,1.0122153026019928E-3,0,0,0,0,0,0]
[null,null,null,null,null,null,null,null,null,3067,1.0033336448361425E-4,0,0,0,0,0,0,0,0]
[null,null,null,null,null,null,null,null,null,3072,1.304330231951511E-4,0,0,0,0,0,0,0,0]
[null,null,null,null,null,null,null,null,null,3075,1.4443286445633098E-4,0,0,0,0,0,0,0,0]
[null,null,null,null,null,null,null,null,null,3078,1.4373287239327203E-4,0,0,0,0,0,0,0,0]
[null,null,null,null,null,null,null,null,null,3081,1.1083324542949919E-4,0,0,0,0,0,0,0,0]
[null,null,null,null,null,null,null,null,null,3085,9.6133412105260259E-5,0,2.117453949078556E-4,0,0,0,0,0,0]
[null,null,null,null,null,null,null,null,null,3088,1.0313333273585021E-4,0,0,0,0,0,0,0,0]
[null,null,null,null,null,null,null,null,null,3089,1.1223322955561718E-4,0,0,0,0,0,0,0,0]
[null,null,null,null,null,null,null,null,null,3093,1.2273311050150213E-4,0,0,0,0,0,0,0,0]
[null,null,null,null,null,null,null,null,null,3096,1.2273311050150213E-4,0,0,0,0,0,0,0,0]
[null,null,null,null,null,null,null,null,null,3100,1.1713317399703015E-4,0,0,0,0,0,0,0,0]
[null,null,null,null,null,null,null,null,null,3103,1.1643318193397115E-4,0,0,0,0,0,0,0,0]
[null,null,null,null,null,null,null,null,null,3106,1.0943326130338119E-4,0,0,0,0,0,0,0,0]
[null,null,null,null,null,null,null,null,null,3110,1.0243334067279125E-4,0,0,0,0,0,0,0,0]
[null,null,null,null,null,null,null,null,null,3113,9.8933380357496255E-5,0,0,0,0,0,0,0,0]
[null,null,null,null,null,null,null,null,null,3114,9.963337242055525E-5,0,0,0,0,0,0,0,0]
[null,null,null,null,null,null,null,null,null,3118,1.0103335654667326E-4,0,0,0,0,0,0,0,0]
[null,null,null,null,null,null,null,null,null,3121,1.0243334067279125E-4,0,0,0,0,0,0,0,0]
[null,null,null,null,null,null,null,null,null,3125,1.0383332479890922E-4,0,0,0,0,0,0,0,0]
[null,null,null,null,null,null,null,null,null,3128,1.0033336448361425E-4,0,0,0,0,0,0,0,0]
[null,null,null,null,null,null,null,null,null,3132,8.3533554970198338E-5,0,0,0,0,0,0,0,0]
[null,null,null,null,null,null,null,null,null,3135,7.7233626402667364E-5,0,0,0,0,0,0,0,0]
[null,null,null,null,null,null,null,null,null,3138,6.9533713709018426E-5,0,0,0,0,0,0,{"$f":"R3149-Q3150","v":0},{"$f":"S3149-Q3150","v":0}]
[null,null,null,null,null,null,null,null,null,3139,6.8133729582900421E-5,0,0,0,0,0,0,0,0]
[null,null,null,null,null,null,null,null,null,3143,8.4233547033257333E-5,0,0,0,0,0,0,0,0]
[null,null,null,null,null,null,null,null,null,3146,9.1233467663847303E-5,0,0,0,0,0,0,0,0]
[null,null,null,null,null,null,null,null,null,3150,8.9833483537729298E-5,0,0,0,0,0,0,0,0]
[null,null,null,null,null,null,null,null,null,3153,8.9133491474670303E-5,0,0,0,0,0,0,0,0]
[null,null,null,null,null,null,null,null,null,3157,8.0733586717962355E-5,0,0,0,0,0,0,0,0]
[null,null,null,null,null,null,null,null,null,3160,7.303367402431339E-5,0,3.8194035202405297E-4,0,0,0,0,0,0]
[null,null,null,null,null,null,null,null,null,3164,7.4433658150431381E-5,0,0,0,0,0,0,0,0]
[null,null,null,null,null,null,null,null,null,3165,7.9333602591844364E-5,0,0,0,0,0,0,0,0]
[null,null,null,null,null,null,null,null,null,3168,9.1233467663847303E-5,0,0,0,0,0,0,0,0]
[null,null,null,null,null,null,null,null,null,3172,8.9833483537729298E-5,0,0,0,0,0,0,0,0]
[null,null,null,null,null,null,null,null,null,3175,8.8433499411611294E-5,0,0,0,0,0,0,0,0]
[null,null,null,null,null,null,null,null,null,3178,8.5633531159375325E-5,0,0,0,0,0,0,0,0]
[null,null,null,null,null,null,null,null,null,3182,5.5533872447838493E-5,0,1.334880780033491E-5,0,0,0,0,0,0]
[null,null,null,null,null,null,null,null,null,3185,8.1433578781021351E-5,0,0,0,0,0,0,0,0]
[null,null,null,null,null,null,null,null,null,3189,8.7733507348552325E-5,0,0,0,0,0,0,0,0]
[null,null,null,null,null,null,null,null,null,3190,9.1933459726906285E-5,0,0,0,0,0,0,0,0]
[null,null,null,null,null,null,null,null,null,3193,9.5433420042201263E-5,0,0,0,0,0,0,0,0]
[null,null,null,null,null,null,null,null,null,3197,9.6133412105260259E-5,0,0,0,0,0,0,0,0]
[null,null,null,null,null,null,null,null,null,3200,9.1233467663847303E-5,0,0,0,0,0,0,0,0]
[null,null,null,null,null,null,null,null,null,3203,8.2133570844080333E-5,0,0,0,0,0,0,0,0]
[null,null,null,null,null,null,null,null,null,3207,8.0733586717962355E-5,0,0,0,0,0,0,0,0]
[null,null,null,null,null,null,null,null,null,3210,7.7233626402667364E-5,0,0,0,0,0,0,0,0]
[null,null,null,null,null,null,null,null,null,3214,8.7033515285493316E-5,0,0,0,0,0,0,0,0]
[null,null,null,null,null,null,null,null,null,3215,8.9133491474670303E-5,0,0,0,0,0,0,0,0]
[null,null,null,null,null,null,null,null,null,3218,9.5433420042201263E-5,0,0,0,0,0,0,0,0]
[null,null,null,null,null,null,null,null,null,3222,1.0033336448361425E-4,0,0,0,0,0,0,0,0]
[null,null,null,null,null,null,null,null,null,3225,8.4233547033257333E-5,0,0,0,0,0,0,0,0]
[null,null,null,null,null,null,null,null,null,3228,8.8433499411611294E-5,0,0,0,0,0,0,0,0]
[null,null,null,null,null,null,null,null,null,3232,8.5633531159375325E-5,0,0,0,0,0,0,0,0]
[null,null,null,null,null,null,null,null,null,3235,8.1433578781021351E-5,0,0,0,0,0,0,0,0]
[null,null,null,null,null,null,null,null,null,3237,9.0533475600788294E-5,0,0,0,0,0,0,0,0]
[null,null,null,null,null,null,null,null,null,3240,1.0103335654667326E-4,0,0,0,0,0,0,0,0]
[null,null,null,null,null,null,null,null,null,3243,1.0033336448361425E-4,0,0,0,0,0,0,0,0]
[null,null,null,null,null,null,null,null,null,3247,8.4233547033257333E-5,0,0,0,0,0,0,0,0]
[null,null,null,null,null,null,null,null,null,3250,6.7433737519841425E-5,0,0,0,0,0,0,0,0]
[null,null,null,null,null,null,null,null,null,3253,5.2733904195602504E-5,0,0,0,0,0,0,0,0]
[null,null,null,null,null,null,null,null,null,3256,4.5733983565012541E-5,0,7.2143217575728962E-4,0,0,0,0,0,0]
[null,null,null,null,null,null,null,null,null,3261,6.6033753393723434E-5,0,0,0,0,0,0,0,0]
[null,null,null,null,null,null,null,null,null,3262,7.1633689898195399E-5,0,0,0,0,0,0,0,0]
[null,null,null,null,null,null,null,null,null,3265,8.2833562907139356E-5,{"$f":"K3277*$AB$10","v":0},0,{"$f":"M3277*$AB$10","v":0},{"$f":"IF(N3277>L3277,L3277,N3277)","v":0},{"$f":"IF(L3277<N3277,N3277-L3277,0)","v":0},{"$f":"L3277-N3277","v":0},0,0]
[null,null,null,null,null,null,null,null,null,3268,8.5633531159375325E-5,0,0,0,0,0,0,0,0]
[null,null,null,null,null,null,null,null,null,3272,8.9833483537729298E-5,0,0,0,0,0,0,0,0]
[null,null,null,null,null,null,null,null,null,3275,9.0533475600788294E-5,0,0,0,0,0,0,0,0]
[null,null,null,null,null,null,null,null,null,3277,1.0173334860973222E-4,0,0,0,0,0,0,0,0]
[null,null,null,null,null,null,null,null,null,3283,9.6833404168319254E-5,0,0,0,0,0,0,0,0]
[null,null,null,null,null,null,null,null,null,3286,1.1223322955561718E-4,0,0,0,0,0,0,0,0]
[null,null,null,null,null,null,null,null,null,3287,1.1923315018620715E-4,0,0,0,0,0,0,0,0]
[null,null,null,null,null,null,null,null,null,3290,1.2763305494291509E-4,0,0,0,0,0,0,0,0]
[null,null,null,null,null,null,null,null,null,3293,1.3953292001491803E-4,0,0,0,0,0,0,0,0]
[null,null,null,null,null,null,null,null,null,3297,9.4733427979142281E-5,0,0,0,0,0,0,0,0]
[null,null,null,null,null,null,null,null,null,3300,8.7733507348552325E-5,0,3.889770072706339E-4,0,0,0,0,0,0]
[null,null,null,null,null,null,null,null,null,3302,9.4733427979142281E-5,0,4.3500470558754363E-5,0,0,0,0,0,0]
[null,null,null,null,null,null,null,null,null,3308,1.0593330098808622E-4,0,0,0,0,0,0,0,0]
[null,null,null,null,null,null,null,null,null,3311,1.2133312637538414E-4,0,0,0,0,0,0,0,0]
[null,null,null,null,null,null,null,null,null,3312,1.262330708167971E-4,0,0,0,0,0,0,0,0]
[null,null,null,null,null,null,null,null,null,3315,1.2133312637538414E-4,0,0,0,0,0,0,0,0]
[null,null,null,null,null,null,null,null,null,3318,1.1573318987091218E-4,0,0,0,0,0,0,0,0]
[null,null,null,null,null,null,null,null,null,3322,1.0033336448361425E-4,0,3.5599275170743297E-4,0,0,0,0,0,0]
[null,null,null,null,null,null,null,null,null,3327,8.0733586717962355E-5,0,1.4532286374919817E-3,0,0,0,0,0,0]
[null,null,null,null,null,null,null,null,null,3330,8.4933539096316329E-5,0,0,0,0,0,0,{"$f":"R3341-Q3342","v":0},{"$f":"S3341-Q3342","v":0}]
[null,null,null,null,null,null,null,null,null,3333,1.0313333273585021E-4,0,0,0,0,0,0,0,0]
[null,null,null,null,null,null,null,null,null,3336,1.1993314224926614E-4,0,0,0,0,0,0,0,0]
[null,null,null,null,null,null,null,null,null,3337,1.2203311843844312E-4,0,0,0,0,0,0,0,0]
[null,null,null,null,null,null,null,null,null,3340,1.2483308669067911E-4,0,0,0,0,0,0,0,0]
[null,null,null,null,null,null,null,null,null,3344,1.0733328511420422E-4,0,0,0,0,0,0,0,0]
[null,null,null,null,null,null,null,null,null,3348,8.8433499411611294E-5,0,8.564898182314213E-4,0,0,0,0,0,0]
[null,null,null,null,null,null,null,null,null,3351,8.3533554970198338E-5,0,7.9280013789008843E-4,0,0,0,0,0,0]
[null,null,null,null,null,null,null,null,null,3355,8.2833562907139356E-5,0,0,0,0,0,0,0,0]
[null,null,null,null,null,null,null,null,null,3358,1.1153323749255818E-4,0,0,0,0,0,0,0,0]
[null,null,null,null,null,null,null,null,null,3361,1.3113301525821005E-4,0,0,0,0,0,0,0,0]
[null,null,null,null,null,null,null,null,null,3362,1.3603295969962304E-4,0,0,0,0,0,0,0,0]
[null,null,null,null,null,null,null,null,null,3365,1.4023291207797704E-4,0,0,0,0,0,0,0,0]
[null,null,null,null,null,null,null,null,null,3369,9.6133412105260259E-5,0,0,0,0,0,0,0,0]
[null,null,null,null,null,null,null,null,null,3373,8.9833483537729298E-5,0,0,0,0,0,0,0,0]
[null,null,null,null,null,null,null,null,null,3376,9.333344385302429E-5,0,0,0,0,0,0,0,0]
[null,null,null,null,null,null,null,null,null,3380,8.2133570844080333E-5,0,0,0,0,0,0,0,0]
[null,null,null,null,null,null,null,null,null,3383,9.4733427979142281E-5,0,0,0,0,0,0,0,0]
[null,null,null,null,null,null,null,null,null,3386,9.6833404168319254E-5,0,0,0,0,0,0,0,0]
[null,null,null,null,null,null,null,null,null,3387,9.8233388294437246E-5,0,0,0,0,0,0,0,0]
[null,null,null,null,null,null,null,null,null,3390,1.0313333273585021E-4,0,0,0,0,0,0,0,0]
[null,null,null,null,null,null,null,null,null,3394,9.1233467663847303E-5,0,0,0,0,0,0,{"$f":"R3405-Q3406","v":0},{"$f":"S3405-Q3406","v":0}]
[null,null,null,null,null,null,null,null,null,3398,9.7533396231378264E-5,0,3.6336862026593956E-4,0,0,0,0,0,0]
[null,null,null,null,null,null,null,null,null,3401,8.7033515285493316E-5,0,1.449593209585432E-4,0,0,0,0,0,0]
[null,null,null,null,null,null,null,null,null,3405,9.7533396231378264E-5,0,0,0,0,0,0,0,0]
[null,null,null,null,null,null,null,null,null,3408,1.0523330892502722E-4,0,0,0,0,0,0,0,0]
[null,null,null,null,null,null,null,null,null,3409,1.0733328511420422E-4,0,0,0,0,0,0,0,0]
[null,null,null,null,null,null,null,null,null,3412,1.0873326924032219E-4,0,0,0,0,0,0,0,0]
[null,null,null,null,null,null,null,null,null,3415,1.0453331686196822E-4,0,0,0,0,0,0,0,0]
[null,null,null,null,null,null,null,null,null,3420,9.1933459726906285E-5,0,3.1040553608041572E-4,0,0,0,0,0,0]
[null,null,null,null,null,null,null,null,null,3423,8.9133491474670303E-5,0,0,0,0,0,0,0,0]
[null,null,null,null,null,null,null,null,null,3426,8.6333523222434334E-5,0,0,0,0,0,0,0,0]
[null,null,null,null,null,null,null,null,null,3430,9.8233388294437246E-5,0,0,0,0,0,0,0,0]
[null,null,null,null,null,null,null,null,null,3433,1.1153323749255818E-4,0,0,0,0,0,0,0,0]
[null,null,null,null,null,null,null,null,null,3434,1.1223322955561718E-4,0,0,0,0,0,0,0,0]
[null,null,null,null,null,null,null,null,null,3437,1.0803327717726321E-4,0,0,0,0,0,0,0,0]
[null,null,null,null,null,null,null,null,null,3440,1.0103335654667326E-4,0,0,0,0,0,0,0,0]
[null,null,null,null,null,null,null,null,null,3445,6.183380101536946E-5,0,8.7389271862061183E-4,0,0,0,0,0,0]
[null,null,null,null,null,null,null,null,null,3448,6.6033753393723434E-5,0,9.633654167936148E-4,0,0,0,0,0,0]
[null,null,null,null,null,null,null,null,null,3451,8.3533554970198338E-5,0,0,0,0,0,0,0,0]
[null,null,null,null,null,null,null,null,null,3455,1.0663329305114521E-4,0,0,0,0,0,0,0,0]
[null,null,null,null,null,null,null,null,null,3458,1.1293322161867618E-4,0,0,0,0,0,0,{"$f":"R3469-Q3470","v":0},{"$f":"S3469-Q3470","v":0}]
[null,null,null,null,null,null,null,null,null,3459,1.1363321368173518E-4,0,0,0,0,0,0,0,0]
[null,null,null,null,null,null,null,null,null,3465,7.7233626402667364E-5,0,1.0522224113995082E-4,0,0,0,0,0,0]
[null,null,null,null,null,null,null,null,null,3466,6.9533713709018426E-5,0,6.1133792234910138E-4,0,0,0,0,0,0]
[null,null,null,null,null,null,null,null,null,3470,4.9233943880307519E-5,0,5.3451044205621388E-4,0,0,0,0,0,0]
[null,null,null,null,null,null,null,null,null,3473,5.0633928006425517E-5,0,4.215682010524956E-4,0,0,0,0,0,0]
[null,null,null,null,null,null,null,null,null,3477,9.1233467663847303E-5,0,0,0,0,0,0,0,0]
[null,null,null,null,null,null,null,null,null,3480,1.0803327717726321E-4,0,0,0,0,0,0,0,0]
[null,null,null,null,null,null,null,null,null,3483,1.0593330098808622E-4,0,0,0,0,0,0,0,0]
[null,null,null,null,null,null,null,null,null,3486,1.0663329305114521E-4,0,0,0,0,0,0,0,0]
[null,null,null,null,null,null,null,null,null,3488,1.0103335654667326E-4,0,0,0,0,0,0,0,0]
[null,null,null,null,null,null,null,null,null,3491,1.0453331686196822E-4,0,0,0,0,0,0,0,0]
[null,null,null,null,null,null,null,null,null,3495,9.0533475600788294E-5,0,1.1075744903155682E-4,0,0,0,0,0,0]
[null,null,null,null,null,null,null,null,null,3498,8.9833483537729298E-5,0,0,0,0,0,0,0,0]
[null,null,null,null,null,null,null,null,null,3502,1.0453331686196822E-4,0,0,0,0,0,0,0,0]
[null,null,null,null,null,null,null,null,null,3505,1.1783316606008915E-4,0,0,0,0,0,0,0,0]
[null,null,null,null,null,null,null,null,null,3508,1.2553307875373812E-4,0,0,0,0,0,0,0,0]
[null,null,null,null,null,null,null,null,null,3511,1.2343310256456111E-4,0,0,0,0,0,0,0,0]
[null,null,null,null,null,null,null,null,null,3513,1.1853315812314815E-4,0,0,0,0,0,0,0,0]
[null,null,null,null,null,null,null,null,null,3517,9.1933459726906285E-5,0,0,0,0,0,0,0,0]
[null,null,null,null,null,null,null,null,null,3520,7.5833642276549373E-5,0,0,0,0,0,0,0,0]
[null,null,null,null,null,null,null,null,null,3523,7.4433658150431381E-5,0,0,0,0,0,0,0,0]
[null,null,null,null,null,null,null,null,null,3527,8.4933539096316329E-5,0,0,0,0,0,0,0,0]
[null,null,null,null,null,null,null,null,null,3530,8.3533554970198338E-5,0,0,0,0,0,0,0,0]
[null,null,null,null,null,null,null,null,null,3532,8.3533554970198338E-5,0,0,0,0,0,0,0,0]
[null,null,null,null,null,null,null,null,null,3535,8.003359465490336E-5,0,0,0,0,0,0,0,0]
[null,null,null,null,null,null,null,null,null,3538,6.673374545678243E-5,0,0,0,0,0,0,0,0]
[null,null,null,null,null,null,null,null,null,3542,6.1133808952310451E-5,0,5.6503515909489598E-4,0,0,0,0,0,0]
[null,null,null,null,null,null,null,null,null,3545,4.5733983565012541E-5,0,3.6735354088252188E-4,0,0,0,0,0,0]
[null,null,null,null,null,null,null,null,null,3548,5.4133888321720488E-5,0,0,0,0,0,0,0,0]
[null,null,null,null,null,null,null,null,null,3552,6.883372164595943E-5,0,0,0,0,0,0,0,0]
[null,null,null,null,null,null,null,null,null,3553,7.303367402431339E-5,0,0,0,0,0,0,0,0]
[null,null,null,null,null,null,null,null,null,3559,7.8633610528785355E-5,0,0,0,0,0,0,0,0]
[null,null,null,null,null,null,null,null,null,3560,7.6533634339608368E-5,0,0,0,0,0,0,0,0]
[null,null,null,null,null,null,null,null,null,3563,7.9333602591844364E-5,0,0,0,0,0,0,0,0]
[null,null,null,null,null,null,null,null,null,3567,6.5333761330664439E-5,0,0,0,0,0,0,0,0]
[null,null,null,null,null,null,null,null,null,3570,7.3733666087372386E-5,0,0,0,0,0,0,0,0]
[null,null,null,null,null,null,null,null,null,3573,8.4233547033257333E-5,0,0,0,0,0,0,0,0]
[null,null,null,null,null,null,null,null,null,3577,9.0533475600788294E-5,0,0,0,0,0,0,0,0]
[null,null,null,null,null,null,null,null,null,3578,9.1233467663847303E-5,0,0,0,0,0,0,0,0]
[null,null,null,null,null,null,null,null,null,3582,9.4033435916083286E-5,0,0,0,0,0,0,0,0]
[null,null,null,null,null,null,null,null,null,3585,9.4033435916083286E-5,{"$f":"K3597*$AB$10","v":0},0,{"$f":"M3597*$AB$10","v":0},{"$f":"IF(N3597>L3597,L3597,N3597)","v":0},{"$f":"IF(L3597<N3597,N3597-L3597,0)","v":0},{"$f":"L3597-N3597","v":0},0,0]
[null,null,null,null,null,null,null,null,null,3588,8.6333523222434334E-5,0,0,0,0,0,0,0,0]
[null,null,null,null,null,null,null,null,null,3592,8.6333523222434334E-5,0,0,0,0,0,0,0,0]
[null,null,null,null,null,null,null,null,null,3595,9.4733427979142281E-5,0,0,0,0,0,0,0,0]
[null,null,null,null,null,null,null,null,null,3598,1.0243334067279125E-4,0,0,0,0,0,0,0,0]
[null,null,null,null,null,null,null,null,null,3603,1.1993314224926614E-4,0,0,0,0,0,0,0,0]
[null,null,null,null,null,null,null,null,null,3606,1.1433320574479419E-4,0,0,0,0,0,0,0,0]
[null,null,null,null,null,null,null,null,null,3607,1.1013325336644018E-4,0,0,0,0,0,0,0,0]
[null,null,null,null,null,null,null,null,null,3610,9.8233388294437246E-5,0,0,0,0,0,0,0,0]
[null,null,null,null,null,null,null,null,null,3613,9.5433420042201263E-5,0,2.2521617804381334E-4,0,0,0,0,0,0]
[null,null,null,null,null,null,null,null,null,3617,9.2633451789965294E-5,0,2.9240313683701519E-4,0,0,0,0,0,0]
[null,null,null,null,null,null,null,null,null,3620,8.6333523222434334E-5,0,0,0,0,0,0,0,0]
[null,null,null,null,null,null,null,null,null,3624,1.1293322161867618E-4,0,0,0,0,0,0,0,0]
[null,null,null,null,null,null,null,null,null,3628,1.3603295969962304E-4,0,0,0,0,0,0,0,0]
[null,null,null,null,null,null,null,null,null,3631,1.1013325336644018E-4,0,0,0,0,0,0,0,0]
[null,null,null,null,null,null,null,null,null,3632,9.1233467663847303E-5,0,0,0,0,0,0,0,0]
[null,null,null,null,null,null,null,null,null,3635,7.303367402431339E-5,0,2.4568231953417516E-4,0,0,0,0,0,0]
[null,null,null,null,null,null,null,null,null,3638,6.4633769267605429E-5,0,2.593006847008518E-4,0,0,0,0,0,0]
[null,null,null,null,null,null,null,null,null,3642,6.9533713709018426E-5,0,4.1624184784929758E-4,0,0,0,0,0,0]
[null,null,null,null,null,null,null,null,null,3645,9.0533475600788294E-5,0,0,0,0,0,0,0,0]
[null,null,null,null,null,null,null,null,null,3649,1.1923315018620715E-4,{"$f":"K3661*$AB$10","v":0},0,{"$f":"M3661*$AB$10","v":0},{"$f":"IF(N3661>L3661,L3661,N3661)","v":0},{"$f":"IF(L3661<N3661,N3661-L3661,0)","v":0},{"$f":"L3661-N3661","v":0},0,0]
[null,null,null,null,null,null,null,null,null,3653,1.4233288826715404E-4,0,0,0,0,0,0,0,0]
[null,null,null,null,null,null,null,null,null,3656,1.0523330892502722E-4,0,0,0,0,0,0,0,0]
[null,null,null,null,null,null,null,null,null,3657,9.2633451789965294E-5,0,0,0,0,0,0,0,0]
[null,null,null,null,null,null,null,null,null,3660,6.3933777204546434E-5,0,1.9432320241855004E-4,0,0,0,0,0,0]
[null,null,null,null,null,null,null,null,null,3663,5.2033912132543502E-5,0,2.6684696728737856E-4,0,0,0,0,0,0]
[null,null,null,null,null,null,null,null,null,3667,5.9733824826192467E-5,0,3.4218678680382011E-5,0,0,0,0,0,0]
[null,null,null,null,null,null,null,null,null,3670,8.5633531159375325E-5,0,0,0,0,0,0,0,0]
[null,null,null,null,null,null,null,null,null,3675,1.1223322955561718E-4,0,0,0,0,0,0,0,0]
[null,null,null,null,null,null,null,null,null,3678,1.0103335654667326E-4,0,0,0,0,0,0,0,0]
[null,null,null,null,null,null,null,null,null,3681,8.3533554970198338E-5,0,0,0,0,0,0,0,0]
[null,null,null,null,null,null,null,null,null,3682,6.883372164595943E-5,0,5.2534868559178676E-5,0,0,0,0,0,0]
[null,null,null,null,null,null,null,null,null,3685,4.5733983565012541E-5,0,2.2905955857898563E-4,0,0,0,0,0,0]
[null,null,null,null,null,null,null,null,null,3689,4.5733983565012541E-5,0,4.4142025363996644E-4,0,0,0,0,0,0]
[null,null,null,null,null,null,null,null,null,3692,5.5533872447838493E-5,0,0,0,0,0,0,0,0]
[null,null,null,null,null,null,null,null,null,3695,7.5833642276549373E-5,0,0,0,0,0,0,0,0]
[null,null,null,null,null,null,null,null,null,3700,8.7033515285493316E-5,0,0,0,0,0,0,0,0]
[null,null,null,null,null,null,null,null,null,3703,9.0533475600788294E-5,0,0,0,0,0,0,0,0]
[null,null,null,null,null,null,null,null,null,3706,8.8433499411611294E-5,0,0,0,0,0,0,0,0]
[null,null,null,null,null,null,null,null,null,3707,8.1433578781021351E-5,0,0,0,0,0,0,0,0]
[null,null,null,null,null,null,null,null,null,3710,7.5133650213490377E-5,0,2.5306940517761512E-4,0,0,0,0,0,0]
[null,null,null,null,null,null,null,null,null,3714,7.8633610528785355E-5,0,2.6101381334408559E-4,0,0,0,0,{"$f":"R3725-Q3726","v":0},{"$f":"S3725-Q3726","v":0}]
[null,null,null,null,null,null,null,null,null,3716,8.4933539096316329E-5,0,0,0,0,0,0,0,0]
[null,null,null,null,null,null,null,null,null,3721,1.1503319780785315E-4,0,0,0,0,0,0,0,0]
[null,null,null,null,null,null,null,null,null,3725,1.2063313431232515E-4,0,0,0,0,0,0,0,0]
[null,null,null,null,null,null,null,null,null,3728,9.4033435916083286E-5,0,0,0,0,0,0,0,0]
[null,null,null,null,null,null,null,null,null,3731,7.303367402431339E-5,0,2.4234684510699692E-4,0,0,0,0,0,0]
[null,null,null,null,null,null,null,null,null,3732,7.0233705772077408E-5,0,1.8068195312828211E-4,0,0,0,0,0,0]
[null,null,null,null,null,null,null,null,null,3735,6.183380101536946E-5,0,4.397396390129976E-4,0,0,0,0,0,0]
[null,null,null,null,null,null,null,null,null,3741,8.7033515285493316E-5,0,0,0,0,0,0,0,0]
[null,null,null,null,null,null,null,null,null,3743,9.8933380357496255E-5,0,0,0,0,0,0,0,0]
[null,null,null,null,null,null,null,null,null,3746,9.8933380357496255E-5,0,0,0,0,0,0,0,0]
[null,null,null,null,null,null,null,null,null,3750,1.0523330892502722E-4,0,0,0,0,0,0,0,0]
[null,null,null,null,null,null,null,null,null,3753,9.4033435916083286E-5,0,0,0,0,0,0,0,0]
[null,null,null,null,null,null,null,null,null,3754,8.8433499411611294E-5,0,0,0,0,0,0,0,0]
[null,null,null,null,null,null,null,null,null,3757,7.2333681961254408E-5,0,1.9487767346275729E-5,0,0,0,0,0,0]
[null,null,null,null,null,null,null,null,null,3760,7.3733666087372386E-5,0,1.8083330740402436E-4,0,0,0,0,0,0]
[null,null,null,null,null,null,null,null,null,3766,9.4733427979142281E-5,0,0,0,0,0,0,0,0]
[null,null,null,null,null,null,null,null,null,3768,1.1013325336644018E-4,0,0,0,0,0,0,0,0]
[null,null,null,null,null,null,null,null,null,3771,1.325329993843281E-4,0,0,0,0,0,0,0,0]
[null,null,null,null,null,null,null,null,null,3775,1.1573318987091218E-4,0,0,0,0,0,0,0,0]
[null,null,null,null,null,null,null,null,null,3778,1.0453331686196822E-4,0,0,0,0,0,0,{"$f":"R3789-Q3790","v":0},{"$f":"S3789-Q3790","v":0}]
[null,null,null,null,null,null,null,null,null,3779,9.8933380357496255E-5,0,0,0,0,0,0,0,0]
[null,null,null,null,null,null,null,null,null,3782,9.4733427979142281E-5,0,1.411115313933502E-5,0,0,0,0,0,0]
[null,null,null,null,null,null,null,null,null,3787,8.8433499411611294E-5,0,0,0,0,0,0,0,0]
[null,null,null,null,null,null,null,null,null,3790,9.6833404168319254E-5,0,0,0,0,0,0,0,0]
[null,null,null,null,null,null,null,null,null,3793,1.1153323749255818E-4,0,0,0,0,0,0,0,0]
[null,null,null,null,null,null,null,null,null,3797,1.0173334860973222E-4,0,0,0,0,0,0,0,0]
[null,null,null,null,null,null,null,null,null,3800,9.1233467663847303E-5,0,0,0,0,0,0,0,0]
[null,null,null,null,null,null,null,null,null,3803,7.4433658150431381E-5,0,2.2926042535213389E-5,0,0,0,0,0,0]
[null,null,null,null,null,null,null,null,null,3804,6.7433737519841425E-5,0,6.2036700799752357E-4,0,0,0,0,0,0]
[null,null,null,null,null,null,null,null,null,3808,4.5733983565012541E-5,0,9.6794218827873479E-4,0,0,0,0,0,0]
[null,null,null,null,null,null,null,null,null,3811,4.5733983565012541E-5,0,2.656390510606993E-5,0,0,0,0,0,0]
[null,null,null,null,null,null,null,null,null,3815,7.4433658150431381E-5,0,0,0,0,0,0,0,0]
[null,null,null,null,null,null,null,null,null,3818,1.0313333273585021E-4,0,0,0,0,0,0,0,0]
[null,null,null,null,null,null,null,null,null,3822,1.1573318987091218E-4,0,0,0,0,0,0,0,0]
[null,null,null,null,null,null,null,null,null,3825,5.133392006948452E-5,0,6.7785941869641473E-5,0,0,0,0,0,0]
[null,null,null,null,null,null,null,null,null,3828,4.5733983565012541E-5,0,1.0287075605807962E-3,0,0,0,0,0,0]
[null,null,null,null,null,null,null,null,null,3829,4.5733983565012541E-5,0,1.2531261052573805E-3,0,0,0,0,0,0]
[null,null,null,null,null,null,null,null,null,3833,4.5733983565012541E-5,0,1.0093817331230251E-3,0,0,0,0,0,0]
[null,null,null,null,null,null,null,null,null,3836,4.5733983565012541E-5,0,0,0,0,0,0,0,0]
[null,null,null,null,null,null,null,null,null,3840,6.7433737519841425E-5,0,0,0,0,0,0,0,0]
[null,null,null,null,null,null,null,null,null,3843,7.7233626402667364E-5,0,0,0,0,0,0,0,0]
[null,null,null,null,null,null,null,null,null,3847,7.1633689898195399E-5,0,0,0,0,0,0,0,0]
[null,null,null,null,null,null,null,null,null,3850,6.3233785141487438E-5,0,8.1815123030653199E-5,0,0,0,0,0,0]
[null,null,null,null,null,null,null,null,null,3853,4.5733983565012541E-5,0,0,0,0,0,0,0,0]
[null,null,null,null,null,null,null,null,null,3854,4.5733983565012541E-5,0,4.6898694023687161E-4,0,0,0,0,0,0]
[null,null,null,null,null,null,null,null,null,3858,4.5733983565012541E-5,0,6.2594560024267036E-5,0,0,0,0,0,0]
[null,null,null,null,null,null,null,null,null,3862,5.9033832763133471E-5,0,0,0,0,0,0,0,0]
[null,null,null,null,null,null,null,null,null,3865,6.883372164595943E-5,0,0,0,0,0,0,0,0]
[null,null,null,null,null,null,null,null,null,3868,7.2333681961254408E-5,0,0,0,0,0,0,0,0]
[null,null,null,null,null,null,null,null,null,3872,6.7433737519841425E-5,0,0,0,0,0,0,0,0]
[null,null,null,null,null,null,null,null,null,3875,5.9033832763133471E-5,0,0,0,0,0,0,0,0]
[null,null,null,null,null,null,null,null,null,3879,5.8333840700074476E-5,0,0,0,0,0,0,0,0]
[null,null,null,null,null,null,null,null,null,3880,6.2533793078428443E-5,0,2.6022361708389019E-4,0,0,0,0,0,0]
[null,null,null,null,null,null,null,null,null,3883,6.2533793078428443E-5,0,0,0,0,0,0,0,0]
[null,null,null,null,null,null,null,null,null,3887,8.7733507348552325E-5,0,0,0,0,0,0,0,0]
[null,null,null,null,null,null,null,null,null,3890,9.5433420042201263E-5,0,0,0,0,0,0,0,0]
[null,null,null,null,null,null,null,null,null,3893,9.6833404168319254E-5,0,0,0,0,0,0,0,0]
[null,null,null,null,null,null,null,null,null,3897,6.883372164595943E-5,0,4.6527786033598721E-5,0,0,0,0,0,0]
[null,null,null,null,null,null,null,null,null,3900,4.9233943880307519E-5,0,1.0207034195427503E-3,0,0,0,0,0,0]
[null,null,null,null,null,null,null,null,null,3904,4.5733983565012541E-5,0,1.3051914233932118E-3,0,0,0,0,0,0]
[null,null,null,null,null,null,null,null,null,3905,4.5733983565012541E-5,{"$f":"K3917*$AB$10","v":0},9.9900672585950616E-4,{"$f":"M3917*$AB$10","v":0},{"$f":"IF(N3917>L3917,L3917,N3917)","v":0},{"$f":"IF(L3917<N3917,N3917-L3917,0)","v":0},{"$f":"L3917-N3917","v":0},0,0]
[null,null,null,null,null,null,null,null,null,3908,4.5733983565012541E-5,0,0,0,0,0,0,0,0]
[null,null,null,null,null,null,null,null,null,3912,7.4433658150431381E-5,0,0,0,0,0,0,0,0]
[null,null,null,null,null,null,null,null,null,3915,7.7233626402667364E-5,0,0,0,0,0,0,0,0]
[null,null,null,null,null,null,null,null,null,3918,7.2333681961254408E-5,0,0,0,0,0,0,0,0]
[null,null,null,null,null,null,null,null,null,3922,5.4133888321720488E-5,0,3.8784601691969835E-4,0,0,0,0,0,0]
[null,null,null,null,null,null,null,null,null,3925,4.5733983565012541E-5,0,1.3949362928381023E-3,0,0,0,0,0,0]
[null,null,null,null,null,null,null,null,null,3927,4.5733983565012541E-5,0,6.5637508052662958E-4,0,0,0,0,0,0]
[null,null,null,null,null,null,null,null,null,3930,4.5733983565012541E-5,0,5.3745012662527035E-4,0,0,0,0,0,0]
[null,null,null,null,null,null,null,null,null,3933,4.5733983565012541E-5,0,0,0,0,0,0,0,0]
[null,null,null,null,null,null,null,null,null,3937,5.9733824826192467E-5,0,0,0,0,0,0,0,0]
[null,null,null,null,null,null,null,null,null,3940,7.2333681961254408E-5,0,0,0,0,0,0,0,0]
[null,null,null,null,null,null,null,null,null,3943,5.5533872447838493E-5,0,0,0,0,0,0,0,0]
[null,null,null,null,null,null,null,null,null,3946,4.5733983565012541E-5,0,4.6592143451807994E-4,0,0,0,0,0,0]
[null,null,null,null,null,null,null,null,null,3951,4.5733983565012541E-5,0,1.2645994578669455E-3,0,0,0,0,0,0]
[null,null,null,null,null,null,null,null,null,3952,4.5733983565012541E-5,0,1.1666316588176404E-3,0,0,0,0,0,0]
[null,null,null,null,null,null,null,null,null,3955,4.5733983565012541E-5,0,4.6151174265666831E-5,0,0,0,0,0,0]
[null,null,null,null,null,null,null,null,null,3958,4.5733983565012541E-5,0,0,0,0,0,0,0,0]
[null,null,null,null,null,null,null,null,null,3962,4.5733983565012541E-5,0,0,0,0,0,0,0,0]
[null,null,null,null,null,null,null,null,null,3965,4.8533951817248517E-5,0,0,0,0,0,0,0,0]
[null,null,null,null,null,null,null,null,null,3969,4.5733983565012541E-5,{"$f":"K3981*$AB$10","v":0},0,{"$f":"M3981*$AB$10","v":0},{"$f":"IF(N3981>L3981,L3981,N3981)","v":0},{"$f":"IF(L3981<N3981,N3981-L3981,0)","v":0},{"$f":"L3981-N3981","v":0},0,0]
[null,null,null,null,null,null,null,null,null,3971,4.5733983565012541E-5,0,4.3492161238220577E-4,0,0,0,0,0,0]
[null,null,null,null,null,null,null,null,null,3976,4.5733983565012541E-5,0,3.6679255057482923E-4,0,0,0,0,0,0]
[null,null,null,null,null,null,null,null,null,3977,4.5733983565012541E-5,0,5.7051365768850113E-4,0,0,0,0,0,0]
[null,null,null,null,null,null,null,null,null,3980,4.5733983565012541E-5,0,0,0,0,0,0,0,0]
[null,null,null,null,null,null,null,null,null,3983,6.5333761330664439E-5,0,0,0,0,0,0,0,0]
[null,null,null,null,null,null,null,null,null,3987,7.303367402431339E-5,0,0,0,0,0,0,0,0]
[null,null,null,null,null,null,null,null,null,3990,7.7233626402667364E-5,0,0,0,0,0,0,0,0]
[null,null,null,null,null,null,null,null,null,3992,7.0233705772077408E-5,0,0,0,0,0,0,0,0]
[null,null,null,null,null,null,null,null,null,3998,4.5733983565012541E-5,0,1.4265160741744544E-3,0,0,0,0,0,0]
[null,null,null,null,null,null,null,null,null,4001,4.5733983565012541E-5,0,9.5773963808127866E-4,0,0,0,0,0,0]
[null,null,null,null,null,null,null,null,null,4002,4.5733983565012541E-5,0,4.8976828474309717E-4,0,0,0,0,0,0]
[null,null,null,null,null,null,null,null,null,4005,4.7833959754189535E-5,0,0,0,0,0,0,0,0]
[null,null,null,null,null,null,null,null,null,4008,6.5333761330664439E-5,0,0,0,0,0,0,0,0]
[null,null,null,null,null,null,null,null,null,4012,8.2833562907139356E-5,0,0,0,0,0,0,0,0]
[null,null,null,null,null,null,null,null,null,4015,6.673374545678243E-5,0,0,0,0,0,0,0,0]
[null,null,null,null,null,null,null,null,null,4017,4.5733983565012541E-5,0,6.5560585566921777E-5,0,0,0,0,0,0]
[null,null,null,null,null,null,null,null,null,4023,4.5733983565012541E-5,0,1.3932137962838107E-3,0,0,0,0,0,0]
[null,null,null,null,null,null,null,null,null,4026,4.5733983565012541E-5,0,5.7053129734929676E-4,0,0,0,0,0,0]
[null,null,null,null,null,null,null,null,null,4027,4.5733983565012541E-5,0,1.0129542206358083E-4,0,0,0,0,0,0]
[null,null,null,null,null,null,null,null,null,4030,4.5733983565012541E-5,0,0,0,0,0,0,0,0]
[null,null,null,null,null,null,null,null,null,4034,5.8333840700074476E-5,0,0,0,0,0,0,{"$f":"R4045-Q4046","v":0},{"$f":"S4045-Q4046","v":0}]
[null,null,null,null,null,null,null,null,null,4037,7.0233705772077408E-5,0,0,0,0,0,0,0,0]
[null,null,null,null,null,null,null,null,null,4042,4.5733983565012541E-5,0,2.2879632940249603E-4,0,0,0,0,0,0]
[null,null,null,null,null,null,null,null,null,4045,4.5733983565012541E-5,0,1.0851903470973359E-3,0,0,0,0,0,0]
[null,null,null,null,null,null,null,null,null,4048,4.5733983565012541E-5,0,9.0361891887224275E-4,0,0,0,0,0,0]
[null,null,null,null,null,null,null,null,null,4051,4.5733983565012541E-5,0,0,0,0,0,0,0,0]
[null,null,null,null,null,null,null,null,null,4052,4.5733983565012541E-5,0,0,0,0,0,0,0,0]
[null,null,null,null,null,null,null,null,null,4055,5.133392006948452E-5,0,0,0,0,0,0,0,0]
[null,null,null,null,null,null,null,null,null,4059,6.5333761330664439E-5,0,0,0,0,0,0,0,0]
[null,null,null,null,null,null,null,null,null,4063,7.303367402431339E-5,0,0,0,0,0,0,0,0]
[null,null,null,null,null,null,null,null,null,4066,6.4633769267605429E-5,0,0,0,0,0,0,0,0]
[null,null,null,null,null,null,null,null,null,4070,4.5733983565012541E-5,0,1.411654141907053E-3,0,0,0,0,0,0]
[null,null,null,null,null,null,null,null,null,4073,4.5733983565012541E-5,0,1.0391891861824339E-3,0,0,0,0,0,0]
[null,null,null,null,null,null,null,null,null,4074,4.5733983565012541E-5,0,5.7346816867184921E-4,0,0,0,0,0,0]
[null,null,null,null,null,null,null,null,null,4077,4.5733983565012541E-5,0,0,0,0,0,0,0,0]
[null,null,null,null,null,null,null,null,null,4080,8.7033515285493316E-5,0,0,0,0,0,0,0,0]
[null,null,null,null,null,null,null,null,null,4084,9.8233388294437246E-5,0,0,0,0,0,0,0,0]
[null,null,null,null,null,null,null,null,null,4088,7.7233626402667364E-5,0,0,0,0,0,0,0,0]
[null,null,null,null,null,null,null,null,null,4091,5.4133888321720488E-5,0,7.6130540739436715E-4,0,0,0,0,0,0]
[null,null,null,null,null,null,null,null,null,4095,5.0633928006425517E-5,0,1.4821190575272595E-3,0,0,0,0,0,0]
[null,null,null,null,null,null,null,null,null,4098,6.183380101536946E-5,0,4.2015376463580692E-4,0,0,0,0,{"$f":"R4109-Q4110","v":0},{"$f":"S4109-Q4110","v":0}]
[null,null,null,null,null,null,null,null,null,4099,6.673374545678243E-5,0,1.1105222544793764E-5,0,0,0,0,0,0]
[null,null,null,null,null,null,null,null,null,4102,7.5833642276549373E-5,0,0,0,0,0,0,0,0]
[null,null,null,null,null,null,null,null,null,4105,9.0533475600788294E-5,0,0,0,0,0,0,0,0]
[null,null,null,null,null,null,null,null,null,4109,8.6333523222434334E-5,0,0,0,0,0,0,0,0]
[null,null,null,null,null,null,null,null,null,4113,6.8133729582900421E-5,0,0,0,0,0,0,0,0]
[null,null,null,null,null,null,null,null,null,4116,4.5733983565012541E-5,0,4.9762569431045529E-4,0,0,0,0,0,0]
[null,null,null,null,null,null,null,null,null,4120,4.5733983565012541E-5,0,9.7491921405943997E-4,0,0,0,0,0,0]
[null,null,null,null,null,null,null,null,null,4123,5.5533872447838493E-5,0,0,0,0,0,0,0,0]
[null,null,null,null,null,null,null,null,null,4124,5.7633848637015473E-5,0,0,0,0,0,0,0,0]
[null,null,null,null,null,null,null,null,null,4127,7.1633689898195399E-5,0,0,0,0,0,0,0,0]
[null,null,null,null,null,null,null,null,null,4130,9.1233467663847303E-5,0,0,0,0,0,0,0,0]
[null,null,null,null,null,null,null,null,null,4135,8.1433578781021351E-5,0,0,0,0,0,0,0,0]
[null,null,null,null,null,null,null,null,null,4138,7.0933697835136403E-5,0,4.0937982659759307E-5,0,0,0,0,0,0]
[null,null,null,null,null,null,null,null,null,4142,5.4833880384779504E-5,0,1.3375787235333702E-3,0,0,0,0,0,0]
[null,null,null,null,null,null,null,null,null,4145,4.6433975628071544E-5,0,9.8460658475764949E-4,0,0,0,0,0,0]
[null,null,null,null,null,null,null,null,null,4148,5.6233864510897489E-5,0,0,0,0,0,0,0,0]
[null,null,null,null,null,null,null,null,null,4149,6.3933777204546434E-5,0,0,0,0,0,0,0,0]
[null,null,null,null,null,null,null,null,null,4152,8.7733507348552325E-5,0,0,0,0,0,0,0,0]
[null,null,null,null,null,null,null,null,null,4155,9.4033435916083286E-5,0,0,0,0,0,0,0,0]
[null,null,null,null,null,null,null,null,null,4160,6.3933777204546434E-5,0,0,0,0,0,0,0,0]
[null,null,null,null,null,null,null,null,null,4163,4.5733983565012541E-5,0,7.2293091921875091E-4,0,0,0,0,0,0]
[null,null,null,null,null,null,null,null,null,4167,4.5733983565012541E-5,0,9.5079719341347054E-4,0,0,0,0,0,0]
[null,null,null,null,null,null,null,null,null,4170,4.5733983565012541E-5,0,5.5269625737794088E-4,0,0,0,0,0,0]
[null,null,null,null,null,null,null,null,null,4173,4.5733983565012541E-5,0,0,0,0,0,0,0,0]
[null,null,null,null,null,null,null,null,null,4174,4.5733983565012541E-5,0,0,0,0,0,0,0,0]
[null,null,null,null,null,null,null,null,null,4180,1.0943326130338119E-4,0,0,0,0,0,0,0,0]
[null,null,null,null,null,null,null,null,null,4181,1.0943326130338119E-4,0,0,0,0,0,0,0,0]
[null,null,null,null,null,null,null,null,null,4185,4.5733983565012541E-5,0,5.5456960505426733E-5,0,0,0,0,0,0]
[null,null,null,null,null,null,null,null,null,4188,4.5733983565012541E-5,0,9.6273803549848185E-4,0,0,0,0,0,0]
[null,null,null,null,null,null,null,null,null,4192,4.5733983565012541E-5,0,1.0194367078813324E-3,0,0,0,0,0,0]
[null,null,null,null,null,null,null,null,null,4195,4.5733983565012541E-5,0,3.4744610414740535E-5,0,0,0,0,0,0]
[null,null,null,null,null,null,null,null,null,4198,4.5733983565012541E-5,0,0,0,0,0,0,0,0]
[null,null,null,null,null,null,null,null,null,4201,7.0933697835136403E-5,0,0,0,0,0,0,0,0]
[null,null,null,null,null,null,null,null,null,4203,5.133392006948452E-5,0,0,0,0,0,0,0,0]
[null,null,null,null,null,null,null,null,null,4207,5.2033912132543502E-5,0,0,0,0,0,0,0,0]
[null,null,null,null,null,null,null,null,null,4210,4.5733983565012541E-5,0,4.5390971713042384E-4,0,0,0,0,0,0]
[null,null,null,null,null,null,null,null,null,4213,4.5733983565012541E-5,0,1.361467951670223E-3,0,0,0,0,0,0]
[null,null,null,null,null,null,null,null,null,4217,4.5733983565012541E-5,0,9.3696482997802672E-4,0,0,0,0,0,0]
[null,null,null,null,null,null,null,null,null,4220,4.5733983565012541E-5,0,0,0,0,0,0,0,0]
[null,null,null,null,null,null,null,null,null,4223,5.2733904195602504E-5,0,0,0,0,0,0,0,0]
[null,null,null,null,null,null,null,null,null,4226,8.003359465490336E-5,0,0,0,0,0,0,{"$f":"R4237-Q4238","v":0},{"$f":"S4237-Q4238","v":0}]
[null,null,null,null,null,null,null,null,null,4228,8.7033515285493316E-5,0,0,0,0,0,0,0,0]
[null,null,null,null,null,null,null,null,null,4232,5.6233864510897489E-5,0,0,0,0,0,0,0,0]
[null,null,null,null,null,null,null,null,null,4235,4.5733983565012541E-5,0,9.4155752186599908E-4,0,0,0,0,0,0]
[null,null,null,null,null,null,null,null,null,4238,4.5733983565012541E-5,0,1.5211796040228108E-3,0,0,0,0,0,0]
[null,null,null,null,null,null,null,null,null,4242,4.5733983565012541E-5,0,5.5940178597188096E-4,0,0,0,0,0,0]
[null,null,null,null,null,null,null,null,null,4245,4.5733983565012541E-5,0,0,0,0,0,0,0,0]
[null,null,null,null,null,null,null,null,null,4247,4.5733983565012541E-5,0,0,0,0,0,0,0,0]
[null,null,null,null,null,null,null,null,null,4250,6.4633769267605429E-5,0,0,0,0,0,0,0,0]
[null,null,null,null,null,null,null,null,null,4253,7.3733666087372386E-5,0,0,0,0,0,0,0,0]
[null,null,null,null,null,null,null,null,null,4257,4.5733983565012541E-5,0,1.0819288513265559E-4,0,0,0,0,0,0]
[null,null,null,null,null,null,null,null,null,4260,4.5733983565012541E-5,0,7.9468397921192804E-4,0,0,0,0,0,0]
[null,null,null,null,null,null,null,null,null,4263,4.5733983565012541E-5,0,1.4882104630597483E-3,0,0,0,0,0,0]
[null,null,null,null,null,null,null,null,null,4267,4.5733983565012541E-5,0,1.0857492967746039E-4,0,0,0,0,0,0]
[null,null,null,null,null,null,null,null,null,4268,4.5733983565012541E-5,0,0,0,0,0,0,0,0]
[null,null,null,null,null,null,null,null,null,4272,4.5733983565012541E-5,0,0,0,0,0,0,0,0]
[null,null,null,null,null,null,null,null,null,4275,5.6933856573956484E-5,0,0,0,0,0,0,0,0]
[null,null,null,null,null,null,null,null,null,4278,6.2533793078428443E-5,0,0,0,0,0,0,0,0]
[null,null,null,null,null,null,null,null,null,4282,4.5733983565012541E-5,0,5.3175296387002777E-4,0,0,0,0,0,0]
[null,null,null,null,null,null,null,null,null,4285,4.5733983565012541E-5,0,1.3285332953893298E-3,0,0,0,0,0,0]
[null,null,null,null,null,null,null,null,null,4288,4.5733983565012541E-5,0,6.8830326360243537E-4,0,0,0,0,0,0]
[null,null,null,null,null,null,null,null,null,4292,4.5733983565012541E-5,0,0,0,0,0,0,0,0]
[null,null,null,null,null,null,null,null,null,4293,4.5733983565012541E-5,0,0,0,0,0,0,0,0]
[null,null,null,null,null,null,null,null,null,4297,4.9933935943366528E-5,0,0,0,0,0,0,0,0]
[null,null,null,null,null,null,null,null,null,4300,4.5733983565012541E-5,0,0,0,0,0,0,0,0]
[null,null,null,null,null,null,null,null,null,4303,4.5733983565012541E-5,0,0,0,0,0,0,0,0]
[null,null,null,null,null,null,null,null,null,4307,4.5733983565012541E-5,0,4.1552875018244565E-4,0,0,0,0,0,0]
[null,null,null,null,null,null,null,null,null,4310,4.5733983565012541E-5,0,1.3571263089185348E-3,0,0,0,0,0,0]
[null,null,null,null,null,null,null,null,null,4314,4.5733983565012541E-5,0,5.2155757856659022E-4,0,0,0,0,0,0]
[null,null,null,null,null,null,null,null,null,4318,4.5733983565012541E-5,0,0,0,0,0,0,0,0]
[null,null,null,null,null,null,null,null,null,4321,6.0433816889251462E-5,0,0,0,0,0,0,0,0]
[null,null,null,null,null,null,null,null,null,4322,6.0433816889251462E-5,0,0,0,0,0,0,0,0]
[null,null,null,null,null,null,null,null,null,4325,5.9733824826192467E-5,0,0,0,0,0,0,0,0]
[null,null,null,null,null,null,null,null,null,4328,4.7833959754189535E-5,0,0,0,0,0,0,0,0]
[null,null,null,null,null,null,null,null,null,4332,4.5733983565012541E-5,0,0,0,0,0,0,0,0]
[null,null,null,null,null,null,null,null,null,4335,4.5733983565012541E-5,0,1.1083219090568958E-5,0,0,0,0,0,0]
[null,null,null,null,null,null,null,null,null,4339,4.5733983565012541E-5,0,2.4185341336876381E-6,0,0,0,0,0,0]
[null,null,null,null,null,null,null,null,null,4343,5.7633848637015473E-5,0,0,0,0,0,0,0,0]
[null,null,null,null,null,null,null,null,null,4346,7.5833642276549373E-5,0,0,0,0,0,0,0,0]
[null,null,null,null,null,null,null,null,null,4347,7.9333602591844364E-5,0,0,0,0,0,0,0,0]
[null,null,null,null,null,null,null,null,null,4350,7.7933618465726359E-5,0,0,0,0,0,0,0,0]
[null,null,null,null,null,null,null,null,null,4354,4.5733983565012541E-5,0,4.266046815929189E-4,0,0,0,0,{"$f":"R4365-Q4366","v":0},{"$f":"S4365-Q4366","v":0}]
[null,null,null,null,null,null,null,null,null,4357,4.9933935943366528E-5,0,9.5678272860254645E-4,0,0,0,0,0,0]
[null,null,null,null,null,null,null,null,null,4360,4.5733983565012541E-5,0,6.1859804373147833E-4,0,0,0,0,0,0]
[null,null,null,null,null,null,null,null,null,4364,4.7133967691130532E-5,0,0,0,0,0,0,0,0]
[null,null,null,null,null,null,null,null,null,4368,7.7233626402667364E-5,0,0,0,0,0,0,0,0]
[null,null,null,null,null,null,null,null,null,4371,8.0733586717962355E-5,0,0,0,0,0,0,0,0]
[null,null,null,null,null,null,null,null,null,4372,8.3533554970198338E-5,0,0,0,0,0,0,0,0]
[null,null,null,null,null,null,null,null,null,4375,7.3733666087372386E-5,0,0,0,0,0,0,0,0]
[null,null,null,null,null,null,null,null,null,4379,4.5733983565012541E-5,0,7.7327576766565709E-4,0,0,0,0,0,0]
[null,null,null,null,null,null,null,null,null,4382,4.5733983565012541E-5,0,2.9274787354008596E-4,0,0,0,0,0,0]
[null,null,null,null,null,null,null,null,null,4385,4.5733983565012541E-5,0,1.4914157930493992E-4,0,0,0,0,0,0]
[null,null,null,null,null,null,null,null,null,4390,6.183380101536946E-5,0,0,0,0,0,0,0,0]
[null,null,null,null,null,null,null,null,null,4393,7.0233705772077408E-5,0,0,0,0,0,0,0,0]
[null,null,null,null,null,null,null,null,null,4396,8.4933539096316329E-5,0,0,0,0,0,0,0,0]
[null,null,null,null,null,null,null,null,null,4397,8.7733507348552325E-5,0,0,0,0,0,0,0,0]
[null,null,null,null,null,null,null,null,null,4400,6.8133729582900421E-5,0,0,0,0,0,0,0,0]
[null,null,null,null,null,null,null,null,null,4404,4.9933935943366528E-5,0,7.8325268672605516E-4,0,0,0,0,0,0]
[null,null,null,null,null,null,null,null,null,4407,4.8533951817248517E-5,0,1.1753915291699204E-3,0,0,0,0,0,0]
[null,null,null,null,null,null,null,null,null,4410,4.9933935943366528E-5,0,2.8562549664344823E-4,0,0,0,0,0,0]
[null,null,null,null,null,null,null,null,null,4415,8.4933539096316329E-5,0,0,0,0,0,0,0,0]
[null,null,null,null,null,null,null,null,null,4418,1.0103335654667326E-4,0,0,0,0,0,0,{"$f":"R4429-Q4430","v":0},{"$f":"S4429-Q4430","v":0}]
[null,null,null,null,null,null,null,null,null,4419,1.0243334067279125E-4,0,0,0,0,0,0,0,0]
[null,null,null,null,null,null,null,null,null,4422,1.0383332479890922E-4,0,0,0,0,0,0,0,0]
[null,null,null,null,null,null,null,null,null,4425,7.8633610528785355E-5,0,1.4461415592917498E-5,0,0,0,0,0,0]
[null,null,null,null,null,null,null,null,null,4429,4.8533951817248517E-5,0,8.1129907082838387E-4,0,0,0,0,0,0]
[null,null,null,null,null,null,null,null,null,4431,5.133392006948452E-5,0,6.0930962484344633E-5,0,0,0,0,0,0]
[null,null,null,null,null,null,null,null,null,4436,5.7633848637015473E-5,0,0,0,0,0,0,0,0]
[null,null,null,null,null,null,null,null,null,4440,7.303367402431339E-5,0,0,0,0,0,0,0,0]
[null,null,null,null,null,null,null,null,null,4443,7.8633610528785355E-5,0,0,0,0,0,0,0,0]
[null,null,null,null,null,null,null,null,null,4444,7.8633610528785355E-5,0,0,0,0,0,0,0,0]
[null,null,null,null,null,null,null,null,null,4447,7.7233626402667364E-5,0,0,0,0,0,0,0,0]
[null,null,null,null,null,null,null,null,null,4450,5.8333840700074476E-5,0,1.1350506063816134E-4,0,0,0,0,0,0]
[null,null,null,null,null,null,null,null,null,4456,4.5733983565012541E-5,0,9.8598270943914398E-4,0,0,0,0,0,0]
[null,null,null,null,null,null,null,null,null,4458,4.5733983565012541E-5,0,0,0,0,0,0,0,0]
[null,null,null,null,null,null,null,null,null,4461,5.9733824826192467E-5,0,0,0,0,0,0,0,0]
[null,null,null,null,null,null,null,null,null,4465,7.5133650213490377E-5,0,0,0,0,0,0,0,0]
[null,null,null,null,null,null,null,null,null,4468,7.9333602591844364E-5,0,0,0,0,0,0,0,0]
[null,null,null,null,null,null,null,null,null,4469,7.9333602591844364E-5,0,0,0,0,0,0,0,0]
[null,null,null,null,null,null,null,null,null,4472,7.5133650213490377E-5,0,0,0,0,0,0,0,0]
[null,null,null,null,null,null,null,null,null,4475,5.9033832763133471E-5,0,6.9667789046143108E-4,0,0,0,0,0,0]
[null,null,null,null,null,null,null,null,null,4481,4.5733983565012541E-5,{"$f":"K4493*$AB$10","v":0},0,{"$f":"M4493*$AB$10","v":0},{"$f":"IF(N4493>L4493,L4493,N4493)","v":0},{"$f":"IF(L4493<N4493,N4493-L4493,0)","v":0},{"$f":"L4493-N4493","v":0},0,0]
[null,null,null,null,null,null,null,null,null,4483,5.5533872447838493E-5,0,0,0,0,0,0,0,0]
[null,null,null,null,null,null,null,null,null,4487,6.3233785141487438E-5,0,0,0,0,0,0,0,0]
[null,null,null,null,null,null,null,null,null,4490,6.2533793078428443E-5,0,0,0,0,0,0,0,0]
[null,null,null,null,null,null,null,null,null,4493,6.7433737519841425E-5,0,0,0,0,0,0,0,0]
[null,null,null,null,null,null,null,null,null,4494,6.883372164595943E-5,0,0,0,0,0,0,0,0]
[null,null,null,null,null,null,null,null,null,4497,5.4833880384779504E-5,0,1.4426679802417691E-6,0,0,0,0,0,0]
[null,null,null,null,null,null,null,null,null,4502,4.5733983565012541E-5,0,1.5829067114900043E-3,0,0,0,0,0,0]
[null,null,null,null,null,null,null,null,null,4505,4.5733983565012541E-5,0,9.2386658419884552E-4,0,0,0,0,0,0]
[null,null,null,null,null,null,null,null,null,4508,4.5733983565012541E-5,0,0,0,0,0,0,0,0]
[null,null,null,null,null,null,null,null,null,4512,8.3533554970198338E-5,0,0,0,0,0,0,0,0]
[null,null,null,null,null,null,null,null,null,4515,9.4033435916083286E-5,0,0,0,0,0,0,0,0]
[null,null,null,null,null,null,null,null,null,4518,9.8233388294437246E-5,0,0,0,0,0,0,0,0]
[null,null,null,null,null,null,null,null,null,4519,8.8433499411611294E-5,0,0,0,0,0,0,0,0]
[null,null,null,null,null,null,null,null,null,4523,4.5733983565012541E-5,0,2.6035983300119742E-4,0,0,0,0,0,0]
[null,null,null,null,null,null,null,null,null,4527,4.5733983565012541E-5,0,6.9886136964431565E-4,0,0,0,0,0,0]
[null,null,null,null,null,null,null,null,null,4530,4.5733983565012541E-5,0,4.860038053582762E-4,0,0,0,0,0,0]
[null,null,null,null,null,null,null,null,null,4533,4.5733983565012541E-5,0,0,0,0,0,0,0,0]
[null,null,null,null,null,null,null,null,null,4537,7.303367402431339E-5,0,0,0,0,0,0,0,0]
[null,null,null,null,null,null,null,null,null,4540,8.7033515285493316E-5,0,0,0,0,0,0,0,0]
[null,null,null,null,null,null,null,null,null,4543,7.6533634339608368E-5,0,0,0,0,0,0,0,0]
[null,null,null,null,null,null,null,null,null,4544,5.6233864510897489E-5,0,0,0,0,0,0,0,0]
[null,null,null,null,null,null,null,null,null,4548,4.5733983565012541E-5,0,8.5946883532481784E-4,0,0,0,0,0,0]
[null,null,null,null,null,null,null,null,null,4552,4.5733983565012541E-5,0,1.1637854156090913E-3,0,0,0,0,0,0]
[null,null,null,null,null,null,null,null,null,4555,4.5733983565012541E-5,0,8.3466674190275212E-5,0,0,0,0,0,0]
[null,null,null,null,null,null,null,null,null,4558,4.5733983565012541E-5,0,0,0,0,0,0,0,0]
[null,null,null,null,null,null,null,null,null,4562,6.4633769267605429E-5,0,0,0,0,0,0,0,0]
[null,null,null,null,null,null,null,null,null,4565,5.6233864510897489E-5,0,0,0,0,0,0,0,0]
[null,null,null,null,null,null,null,null,null,4568,4.7833959754189535E-5,0,0,0,0,0,0,0,0]
[null,null,null,null,null,null,null,null,null,4569,4.5733983565012541E-5,0,0,0,0,0,0,0,0]
[null,null,null,null,null,null,null,null,null,4573,4.5733983565012541E-5,0,1.4514466336076459E-3,0,0,0,0,0,0]
[null,null,null,null,null,null,null,null,null,4577,4.5733983565012541E-5,0,7.7317834792230513E-4,0,0,0,0,0,0]
[null,null,null,null,null,null,null,null,null,4580,4.5733983565012541E-5,0,0,0,0,0,0,0,0]
[null,null,null,null,null,null,null,null,null,4583,6.2533793078428443E-5,0,0,0,0,0,0,0,0]
[null,null,null,null,null,null,null,null,null,4587,8.9833483537729298E-5,0,0,0,0,0,0,0,0]
[null,null,null,null,null,null,null,null,null,4590,9.5433420042201263E-5,0,0,0,0,0,0,0,0]
[null,null,null,null,null,null,null,null,null,4594,4.5733983565012541E-5,0,2.9282517110710985E-4,0,0,0,0,0,0]
[null,null,null,null,null,null,null,null,null,4595,4.5733983565012541E-5,0,8.3508725703316849E-4,0,0,0,0,0,0]
[null,null,null,null,null,null,null,null,null,4598,4.5733983565012541E-5,0,5.5796465328212803E-4,0,0,0,0,0,0]
[null,null,null,null,null,null,null,null,null,4602,4.5733983565012541E-5,0,0,0,0,0,0,0,0]
[null,null,null,null,null,null,null,null,null,4605,4.5733983565012541E-5,0,0,0,0,0,0,0,0]
[null,null,null,null,null,null,null,null,null,4608,4.5733983565012541E-5,0,0,0,0,0,0,0,0]
[null,null,null,null,null,null,null,null,null,4612,6.3933777204546434E-5,0,0,0,0,0,0,0,0]
[null,null,null,null,null,null,null,null,null,4615,5.6233864510897489E-5,0,0,0,0,0,0,0,0]
[null,null,null,null,null,null,null,null,null,4619,4.5733983565012541E-5,0,0,0,0,0,0,0,0]
[null,null,null,null,null,null,null,null,null,4620,4.5733983565012541E-5,0,0,0,0,0,0,0,0]
[null,null,null,null,null,null,null,null,null,4623,4.5733983565012541E-5,0,0,0,0,0,0,0,0]
[null,null,null,null,null,null,null,null,null,4627,4.5733983565012541E-5,0,0,0,0,0,0,0,0]
[null,null,null,null,null,null,null,null,null,4630,5.4833880384779504E-5,0,0,0,0,0,0,0,0]
[null,null,null,null,null,null,null,null,null,4633,7.0233705772077408E-5,0,0,0,0,0,0,0,0]
[null,null,null,null,null,null,null,null,null,4637,7.2333681961254408E-5,0,0,0,0,0,0,0,0]
[null,null,null,null,null,null,null,null,null,4640,6.6033753393723434E-5,0,0,0,0,0,0,0,0]
[null,null,null,null,null,null,null,null,null,4642,5.133392006948452E-5,0,5.9754532502607341E-5,0,0,0,0,0,0]
[null,null,null,null,null,null,null,null,null,4645,4.5733983565012541E-5,0,1.3496042811244043E-3,0,0,0,0,0,0]
[null,null,null,null,null,null,null,null,null,4648,4.5733983565012541E-5,0,4.7790477521968854E-4,0,0,0,0,0,0]
[null,null,null,null,null,null,null,null,null,4652,4.5733983565012541E-5,0,0,0,0,0,0,0,0]
[null,null,null,null,null,null,null,null,null,4655,6.9533713709018426E-5,0,0,0,0,0,0,0,0]
[null,null,null,null,null,null,null,null,null,4659,8.7033515285493316E-5,0,0,0,0,0,0,0,0]
[null,null,null,null,null,null,null,null,null,4661,8.9833483537729298E-5,0,0,0,0,0,0,0,0]
[null,null,null,null,null,null,null,null,null,4666,5.4833880384779504E-5,0,1.0057506725751064E-4,0,0,0,0,0,0]
[null,null,null,null,null,null,null,null,null,4667,5.5533872447838493E-5,0,7.8517468284771725E-5,0,0,0,0,0,0]
[null,null,null,null,null,null,null,null,null,4670,5.133392006948452E-5,0,4.6104824040495517E-6,0,0,0,0,0,0]
[null,null,null,null,null,null,null,null,null,4673,5.2733904195602504E-5,{"$f":"K4685*$AB$10","v":0},3.7545628915819135E-4,{"$f":"M4685*$AB$10","v":0},{"$f":"IF(N4685>L4685,L4685,N4685)","v":0},{"$f":"IF(L4685<N4685,N4685-L4685,0)","v":0},{"$f":"L4685-N4685","v":0},0,0]
[null,null,null,null,null,null,null,null,null,4677,6.5333761330664439E-5,0,0,0,0,0,0,0,0]
[null,null,null,null,null,null,null,null,null,4680,7.6533634339608368E-5,0,0,0,0,0,0,0,0]
[null,null,null,null,null,null,null,null,null,4684,8.2133570844080333E-5,0,0,0,0,0,0,0,0]
[null,null,null,null,null,null,null,null,null,4686,8.1433578781021351E-5,0,0,0,0,0,0,0,0]
[null,null,null,null,null,null,null,null,null,4691,4.5733983565012541E-5,0,8.3897537209232965E-4,0,0,0,0,0,0]
[null,null,null,null,null,null,null,null,null,4692,4.5733983565012541E-5,0,8.0690437351718821E-4,0,0,0,0,0,0]
[null,null,null,null,null,null,null,null,null,4695,4.5733983565012541E-5,0,1.4401236454000457E-3,0,0,0,0,0,0]
[null,null,null,null,null,null,null,null,null,4699,4.5733983565012541E-5,0,0,0,0,0,0,0,0]
[null,null,null,null,null,null,null,null,null,4702,6.183380101536946E-5,0,0,0,0,0,0,0,0]
[null,null,null,null,null,null,null,null,null,4705,9.0533475600788294E-5,0,0,0,0,0,0,0,0]
[null,null,null,null,null,null,null,null,null,4707,8.4933539096316329E-5,0,0,0,0,0,0,0,0]
[null,null,null,null,null,null,null,null,null,4713,5.8333840700074476E-5,0,0,0,0,0,0,0,0]
[null,null,null,null,null,null,null,null,null,4716,4.5733983565012541E-5,0,5.6543660996438336E-4,0,0,0,0,0,0]
[null,null,null,null,null,null,null,null,null,4717,4.5733983565012541E-5,0,0,0,0,0,0,0,0]
[null,null,null,null,null,null,null,null,null,4720,4.5733983565012541E-5,0,5.6638431218669172E-4,0,0,0,0,0,0]
[null,null,null,null,null,null,null,null,null,4724,4.5733983565012541E-5,0,0,0,0,0,0,0,0]
[null,null,null,null,null,null,null,null,null,4727,6.183380101536946E-5,0,0,0,0,0,0,0,0]
[null,null,null,null,null,null,null,null,null,4732,6.883372164595943E-5,0,0,0,0,0,0,0,0]
[null,null,null,null,null,null,null,null,null,4735,6.4633769267605429E-5,0,0,0,0,0,0,0,0]
[null,null,null,null,null,null,null,null,null,4738,5.9733824826192467E-5,0,0,0,0,0,0,{"$f":"R4749-Q4750","v":0},{"$f":"S4749-Q4750","v":0}]
[null,null,null,null,null,null,null,null,null,4741,5.9033832763133471E-5,0,0,0,0,0,0,0,0]
[null,null,null,null,null,null,null,null,null,4742,5.5533872447838493E-5,0,1.7525848909964915E-4,0,0,0,0,0,0]
[null,null,null,null,null,null,null,null,null,4745,4.5733983565012541E-5,0,0,0,0,0,0,0,0]
[null,null,null,null,null,null,null,null,null,4749,4.7833959754189535E-5,0,0,0,0,0,0,0,0]
[null,null,null,null,null,null,null,null,null,4752,7.1633689898195399E-5,0,0,0,0,0,0,0,0]
[null,null,null,null,null,null,null,null,null,4757,8.2833562907139356E-5,0,0,0,0,0,0,0,0]
[null,null,null,null,null,null,null,null,null,4760,6.673374545678243E-5,0,0,0,0,0,0,0,0]
[null,null,null,null,null,null,null,null,null,4763,4.5733983565012541E-5,0,3.1660474411029043E-4,0,0,0,0,0,0]
[null,null,null,null,null,null,null,null,null,4764,4.5733983565012541E-5,0,9.9372129154443999E-4,0,0,0,0,0,0]
[null,null,null,null,null,null,null,null,null,4767,4.5733983565012541E-5,0,1.3459023727929677E-3,0,0,0,0,0,0]
[null,null,null,null,null,null,null,null,null,4770,4.5733983565012541E-5,0,4.0677967111443748E-4,0,0,0,0,0,0]
[null,null,null,null,null,null,null,null,null,4774,6.0433816889251462E-5,0,0,0,0,0,0,0,0]
[null,null,null,null,null,null,null,null,null,4778,8.2133570844080333E-5,0,0,0,0,0,0,0,0]
[null,null,null,null,null,null,null,null,null,4781,8.8433499411611294E-5,0,0,0,0,0,0,0,0]
[null,null,null,null,null,null,null,null,null,4785,5.5533872447838493E-5,0,0,0,0,0,0,0,0]
[null,null,null,null,null,null,null,null,null,4788,4.9933935943366528E-5,0,6.2594162790809713E-4,0,0,0,0,0,0]
[null,null,null,null,null,null,null,null,null,4789,4.5733983565012541E-5,0,1.0079775421507702E-4,0,0,0,0,0,0]
[null,null,null,null,null,null,null,null,null,4792,4.5733983565012541E-5,0,3.4909079434719277E-4,0,0,0,0,0,0]
[null,null,null,null,null,null,null,null,null,4795,4.7133967691130532E-5,0,0,0,0,0,0,0,0]
[null,null,null,null,null,null,null,null,null,4799,6.6033753393723434E-5,0,0,0,0,0,0,0,0]
[null,null,null,null,null,null,null,null,null,4803,7.8633610528785355E-5,0,0,0,0,0,0,0,0]
[null,null,null,null,null,null,null,null,null,4807,7.3733666087372386E-5,0,0,0,0,0,0,0,0]
[null,null,null,null,null,null,null,null,null,4810,4.9233943880307519E-5,0,0,0,0,0,0,0,0]
[null,null,null,null,null,null,null,null,null,4813,4.5733983565012541E-5,0,4.7349666286091103E-4,0,0,0,0,0,0]
[null,null,null,null,null,null,null,null,null,4814,4.5733983565012541E-5,0,8.6944214908739326E-4,0,0,0,0,0,0]
[null,null,null,null,null,null,null,null,null,4817,4.5733983565012541E-5,0,3.383022188004816E-4,0,0,0,0,0,0]
[null,null,null,null,null,null,null,null,null,4820,5.5533872447838493E-5,0,0,0,0,0,0,0,0]
[null,null,null,null,null,null,null,null,null,4824,6.7433737519841425E-5,0,0,0,0,0,0,0,0]
[null,null,null,null,null,null,null,null,null,4828,6.183380101536946E-5,0,0,0,0,0,0,0,0]
[null,null,null,null,null,null,null,null,null,4832,6.0433816889251462E-5,0,0,0,0,0,0,0,0]
[null,null,null,null,null,null,null,null,null,4835,5.9733824826192467E-5,0,0,0,0,0,0,0,0]
[null,null,null,null,null,null,null,null,null,4838,4.5733983565012541E-5,0,2.1253229765886582E-4,0,0,0,0,0,0]
[null,null,null,null,null,null,null,null,null,4839,4.5733983565012541E-5,0,2.9618147973466179E-4,0,0,0,0,0,0]
[null,null,null,null,null,null,null,null,null,4842,4.5733983565012541E-5,0,0,0,0,0,0,0,0]
[null,null,null,null,null,null,null,null,null,4845,6.183380101536946E-5,0,0,0,0,0,0,0,0]
[null,null,null,null,null,null,null,null,null,4850,7.8633610528785355E-5,0,0,0,0,0,0,0,0]
[null,null,null,null,null,null,null,null,null,4853,8.5633531159375325E-5,0,0,0,0,0,0,0,0]
[null,null,null,null,null,null,null,null,null,4857,5.4833880384779504E-5,0,0,0,0,0,0,0,0]
[null,null,null,null,null,null,null,null,null,4860,4.5733983565012541E-5,0,7.3184691526617413E-4,0,0,0,0,0,0]
[null,null,null,null,null,null,null,null,null,4863,4.5733983565012541E-5,0,7.641680896556777E-4,0,0,0,0,0,0]
[null,null,null,null,null,null,null,null,null,4864,4.5733983565012541E-5,0,1.0557032259338518E-3,0,0,0,0,0,0]
[null,null,null,null,null,null,null,null,null,4867,4.5733983565012541E-5,0,2.9001697052323464E-5,0,0,0,0,0,0]
[null,null,null,null,null,null,null,null,null,4870,6.0433816889251462E-5,0,0,0,0,0,0,0,0]
[null,null,null,null,null,null,null,null,null,4875,8.8433499411611294E-5,0,0,0,0,0,0,0,0]
[null,null,null,null,null,null,null,null,null,4878,8.2133570844080333E-5,0,0,0,0,0,0,0,0]
[null,null,null,null,null,null,null,null,null,4882,4.5733983565012541E-5,0,0,0,0,0,0,0,0]
[null,null,null,null,null,null,null,null,null,4885,4.5733983565012541E-5,0,0,0,0,0,0,0,0]
[null,null,null,null,null,null,null,null,null,4888,4.5733983565012541E-5,0,1.4603235601785303E-5,0,0,0,0,0,0]
[null,null,null,null,null,null,null,null,null,4889,4.5733983565012541E-5,0,9.7042124298282235E-5,0,0,0,0,0,0]
[null,null,null,null,null,null,null,null,null,4895,5.2733904195602504E-5,0,0,0,0,0,0,0,0]
[null,null,null,null,null,null,null,null,null,4897,5.0633928006425517E-5,0,0,0,0,0,0,0,0]
[null,null,null,null,null,null,null,null,null,4900,4.9233943880307519E-5,0,0,0,0,0,0,0,0]
[null,null,null,null,null,null,null,null,null,4903,4.5733983565012541E-5,0,0,0,0,0,0,0,0]
[null,null,null,null,null,null,null,null,null,4907,5.34338962586615E-5,0,3.1287174893887669E-5,0,0,0,0,0,0]
[null,null,null,null,null,null,null,null,null,4910,6.1133808952310451E-5,0,4.377017662314113E-4,0,0,0,0,0,0]
[null,null,null,null,null,null,null,null,null,4913,6.3933777204546434E-5,0,3.0682614287537072E-4,0,0,0,0,0,0]
[null,null,null,null,null,null,null,null,null,4916,6.6033753393723434E-5,0,0,0,0,0,0,0,0]
[null,null,null,null,null,null,null,null,null,4918,7.303367402431339E-5,0,0,0,0,0,0,0,0]
[null,null,null,null,null,null,null,null,null,4922,8.1433578781021351E-5,0,0,0,0,0,0,0,0]
[null,null,null,null,null,null,null,null,null,4925,7.5133650213490377E-5,0,0,0,0,0,0,0,0]
[null,null,null,null,null,null,null,null,null,4928,6.673374545678243E-5,0,0,0,0,0,0,0,0]
[null,null,null,null,null,null,null,null,null,4932,4.7833959754189535E-5,0,7.8210145212876878E-4,0,0,0,0,0,0]
[null,null,null,null,null,null,null,null,null,4935,4.5733983565012541E-5,0,1.1482178786421549E-3,0,0,0,0,0,0]
[null,null,null,null,null,null,null,null,null,4936,4.5733983565012541E-5,0,1.0454402630473445E-3,0,0,0,0,0,0]
[null,null,null,null,null,null,null,null,null,4941,5.9733824826192467E-5,0,0,0,0,0,0,0,0]
[null,null,null,null,null,null,null,null,null,4943,8.1433578781021351E-5,0,0,0,0,0,0,0,0]
[null,null,null,null,null,null,null,null,null,4947,1.0453331686196822E-4,0,0,0,0,0,0,0,0]
[null,null,null,null,null,null,null,null,null,4950,1.1643318193397115E-4,0,0,0,0,0,0,0,0]
[null,null,null,null,null,null,null,null,null,4953,6.673374545678243E-5,0,0,0,0,0,0,0,0]
[null,null,null,null,null,null,null,null,null,4957,4.5733983565012541E-5,0,4.5611667527130356E-4,0,0,0,0,0,0]
[null,null,null,null,null,null,null,null,null,4960,4.5733983565012541E-5,0,1.6962114750305593E-5,0,0,0,0,0,0]
[null,null,null,null,null,null,null,null,null,4962,4.5733983565012541E-5,0,1.5949767543014476E-4,0,0,0,0,0,0]
[null,null,null,null,null,null,null,null,null,4965,4.5733983565012541E-5,0,0,0,0,0,0,0,0]
[null,null,null,null,null,null,null,null,null,4968,6.0433816889251462E-5,0,0,0,0,0,0,0,0]
[null,null,null,null,null,null,null,null,null,4972,6.0433816889251462E-5,0,0,0,0,0,0,0,0]
[null,null,null,null,null,null,null,null,null,4975,5.5533872447838493E-5,0,0,0,0,0,0,0,0]
[null,null,null,null,null,null,null,null,null,4979,4.5733983565012541E-5,0,0,0,0,0,0,0,0]
[null,null,null,null,null,null,null,null,null,4982,4.5733983565012541E-5,0,0,0,0,0,0,0,0]
[null,null,null,null,null,null,null,null,null,4983,4.5733983565012541E-5,0,0,0,0,0,0,0,0]
[null,null,null,null,null,null,null,null,null,4987,4.5733983565012541E-5,0,0,0,0,0,0,0,0]
[null,null,null,null,null,null,null,null,null,4990,4.7833959754189535E-5,0,0,0,0,0,0,0,0]
[null,null,null,null,null,null,null,null,null,4993,5.34338962586615E-5,{"$f":"K5005*$AB$10","v":0},0,{"$f":"M5005*$AB$10","v":0},{"$f":"IF(N5005>L5005,L5005,N5005)","v":0},{"$f":"IF(L5005<N5005,N5005-L5005,0)","v":0},{"$f":"L5005-N5005","v":0},0,0]
[null,null,null,null,null,null,null,null,null,4997,6.3233785141487438E-5,0,0,0,0,0,0,0,0]
[null,null,null,null,null,null,null,null,null,5000,6.6033753393723434E-5,0,0,0,0,0,0,0,0]
[null,null,null,null,null,null,null,null,null,5004,4.7833959754189535E-5,0,5.8146313824810833E-4,0,0,0,0,0,0]
[null,null,null,null,null,null,null,null,null,5007,4.5733983565012541E-5,0,1.0239943196283959E-3,0,0,0,0,0,0]
[null,null,null,null,null,null,null,null,null,5008,4.5733983565012541E-5,0,1.1068239301993668E-3,0,0,0,0,0,0]
[null,null,null,null,null,null,null,null,null,5012,4.5733983565012541E-5,0,0,0,0,0,0,0,0]
[null,null,null,null,null,null,null,null,null,5015,6.9533713709018426E-5,0,0,0,0,0,0,0,0]
[null,null,null,null,null,null,null,null,null,5018,8.9133491474670303E-5,0,0,0,0,0,0,0,0]
[null,null,null,null,null,null,null,null,null,5022,9.963337242055525E-5,0,0,0,0,0,0,0,0]
[null,null,null,null,null,null,null,null,null,5025,6.5333761330664439E-5,0,0,0,0,0,0,0,0]
[null,null,null,null,null,null,null,null,null,5029,4.5733983565012541E-5,0,7.6586457613302811E-4,0,0,0,0,0,0]
[null,null,null,null,null,null,null,null,null,5033,4.5733983565012541E-5,0,3.9571050115784311E-4,0,0,0,0,0,0]
[null,null,null,null,null,null,null,null,null,5036,4.5733983565012541E-5,0,0,0,0,0,0,0,0]
[null,null,null,null,null,null,null,null,null,5037,4.5733983565012541E-5,0,0,0,0,0,0,0,0]
[null,null,null,null,null,null,null,null,null,5040,7.0933697835136403E-5,0,0,0,0,0,0,0,0]
[null,null,null,null,null,null,null,null,null,5044,9.4733427979142281E-5,0,0,0,0,0,0,0,0]
[null,null,null,null,null,null,null,null,null,5047,9.0533475600788294E-5,0,0,0,0,0,0,0,0]
[null,null,null,null,null,null,null,null,null,5050,4.5733983565012541E-5,0,4.7237022499430059E-4,0,0,0,0,0,0]
[null,null,null,null,null,null,null,null,null,5054,4.5733983565012541E-5,0,1.2779482136944132E-3,0,0,0,0,0,0]
[null,null,null,null,null,null,null,null,null,5058,4.5733983565012541E-5,0,3.8273446754343439E-4,0,0,0,0,{"$f":"R5069-Q5070","v":0},{"$f":"S5069-Q5070","v":0}]
[null,null,null,null,null,null,null,null,null,5061,4.5733983565012541E-5,0,0,0,0,0,0,0,0]
[null,null,null,null,null,null,null,null,null,5062,4.5733983565012541E-5,0,0,0,0,0,0,0,0]
[null,null,null,null,null,null,null,null,null,5065,6.3233785141487438E-5,0,0,0,0,0,0,0,0]
[null,null,null,null,null,null,null,null,null,5069,7.6533634339608368E-5,0,0,0,0,0,0,0,0]
[null,null,null,null,null,null,null,null,null,5072,5.4133888321720488E-5,0,0,0,0,0,0,0,0]
[null,null,null,null,null,null,null,null,null,5075,4.5733983565012541E-5,0,8.799146068740215E-4,0,0,0,0,0,0]
[null,null,null,null,null,null,null,null,null,5079,4.5733983565012541E-5,0,1.1842871132491796E-3,0,0,0,0,0,0]
[null,null,null,null,null,null,null,null,null,5083,4.5733983565012541E-5,0,5.8104243931662648E-5,0,0,0,0,0,0]
[null,null,null,null,null,null,null,null,null,5084,4.5733983565012541E-5,0,0,0,0,0,0,0,0]
[null,null,null,null,null,null,null,null,null,5087,4.5733983565012541E-5,0,0,0,0,0,0,0,0]
[null,null,null,null,null,null,null,null,null,5090,5.8333840700074476E-5,0,0,0,0,0,0,0,0]
[null,null,null,null,null,null,null,null,null,5094,6.673374545678243E-5,0,0,0,0,0,0,0,0]
[null,null,null,null,null,null,null,null,null,5097,4.5733983565012541E-5,0,0,0,0,0,0,0,0]
[null,null,null,null,null,null,null,null,null,5100,4.5733983565012541E-5,0,1.1474851039840926E-3,0,0,0,0,0,0]
[null,null,null,null,null,null,null,null,null,5105,4.5733983565012541E-5,0,8.9400349094162545E-4,0,0,0,0,0,0]
[null,null,null,null,null,null,null,null,null,5108,4.5733983565012541E-5,0,0,0,0,0,0,0,0]
[null,null,null,null,null,null,null,null,null,5109,4.5733983565012541E-5,0,0,0,0,0,0,0,0]
[null,null,null,null,null,null,null,null,null,5112,4.5733983565012541E-5,0,0,0,0,0,0,0,0]
[null,null,null,null,null,null,null,null,null,5115,5.2733904195602504E-5,0,0,0,0,0,0,0,0]
[null,null,null,null,null,null,null,null,null,5119,4.8533951817248517E-5,0,0,0,0,0,0,0,0]
[null,null,null,null,null,null,null,null,null,5121,4.5733983565012541E-5,{"$f":"K5133*$AB$10","v":0},0,{"$f":"M5133*$AB$10","v":0},{"$f":"IF(N5133>L5133,L5133,N5133)","v":0},{"$f":"IF(L5133<N5133,N5133-L5133,0)","v":0},{"$f":"L5133-N5133","v":0},0,0]
[null,null,null,null,null,null,null,null,null,5126,4.5733983565012541E-5,0,2.4953188419345239E-4,0,0,0,0,0,0]
[null,null,null,null,null,null,null,null,null,5130,4.5733983565012541E-5,0,0,0,0,0,0,0,0]
[null,null,null,null,null,null,null,null,null,5133,4.5733983565012541E-5,0,0,0,0,0,0,0,0]
[null,null,null,null,null,null,null,null,null,5134,4.5733983565012541E-5,0,0,0,0,0,0,0,0]
[null,null,null,null,null,null,null,null,null,5137,4.9233943880307519E-5,0,0,0,0,0,0,0,0]
[null,null,null,null,null,null,null,null,null,5140,5.6233864510897489E-5,0,0,0,0,0,0,0,0]
[null,null,null,null,null,null,null,null,null,5144,5.133392006948452E-5,0,0,0,0,0,0,0,0]
[null,null,null,null,null,null,null,null,null,5146,4.5733983565012541E-5,0,0,0,0,0,0,0,0]
[null,null,null,null,null,null,null,null,null,5152,4.5733983565012541E-5,0,7.4893340953393198E-6,0,0,0,0,0,0]
[null,null,null,null,null,null,null,null,null,5155,4.5733983565012541E-5,0,0,0,0,0,0,0,0]
[null,null,null,null,null,null,null,null,null,5158,4.5733983565012541E-5,0,0,0,0,0,0,0,0]
[null,null,null,null,null,null,null,null,null,5159,4.5733983565012541E-5,0,0,0,0,0,0,0,0]
[null,null,null,null,null,null,null,null,null,5162,5.0633928006425517E-5,0,0,0,0,0,0,0,0]
[null,null,null,null,null,null,null,null,null,5165,5.8333840700074476E-5,0,0,0,0,0,0,0,0]
[null,null,null,null,null,null,null,null,null,5171,5.2733904195602504E-5,0,5.249127993415377E-6,0,0,0,0,0,0]
[null,null,null,null,null,null,null,null,null,5173,4.6433975628071544E-5,0,5.067528660677857E-4,0,0,0,0,0,0]
[null,null,null,null,null,null,null,null,null,5177,4.5733983565012541E-5,0,8.7964212910126378E-5,0,0,0,0,0,0]
[null,null,null,null,null,null,null,null,null,5180,4.7833959754189535E-5,0,0,0,0,0,0,0,0]
[null,null,null,null,null,null,null,null,null,5183,5.6933856573956484E-5,0,0,0,0,0,0,0,0]
[null,null,null,null,null,null,null,null,null,5184,5.9733824826192467E-5,0,0,0,0,0,0,0,0]
[null,null,null,null,null,null,null,null,null,5187,6.3233785141487438E-5,0,0,0,0,0,0,0,0]
[null,null,null,null,null,null,null,null,null,5190,6.3233785141487438E-5,0,0,0,0,0,0,0,0]
[null,null,null,null,null,null,null,null,null,5196,4.5733983565012541E-5,0,4.3709915173878985E-5,0,0,0,0,0,0]
[null,null,null,null,null,null,null,null,null,5198,4.5733983565012541E-5,0,2.5157607104765375E-4,0,0,0,0,0,0]
[null,null,null,null,null,null,null,null,null,5202,4.5733983565012541E-5,0,0,0,0,0,0,0,0]
[null,null,null,null,null,null,null,null,null,5205,5.5533872447838493E-5,0,0,0,0,0,0,0,0]
[null,null,null,null,null,null,null,null,null,5208,6.1133808952310451E-5,0,0,0,0,0,0,0,0]
[null,null,null,null,null,null,null,null,null,5209,6.2533793078428443E-5,0,0,0,0,0,0,0,0]
[null,null,null,null,null,null,null,null,null,5212,6.5333761330664439E-5,0,0,0,0,0,0,0,0]
[null,null,null,null,null,null,null,null,null,5217,6.3233785141487438E-5,0,0,0,0,0,0,0,0]
[null,null,null,null,null,null,null,null,null,5220,4.5733983565012541E-5,0,0,0,0,0,0,0,0]
[null,null,null,null,null,null,null,null,null,5223,4.5733983565012541E-5,0,3.9971542065590006E-4,0,0,0,0,0,0]
[null,null,null,null,null,null,null,null,null,5227,4.8533951817248517E-5,0,0,0,0,0,0,0,0]
[null,null,null,null,null,null,null,null,null,5230,7.0933697835136403E-5,0,0,0,0,0,0,0,0]
[null,null,null,null,null,null,null,null,null,5233,7.3733666087372386E-5,0,0,0,0,0,0,0,0]
[null,null,null,null,null,null,null,null,null,5234,7.6533634339608368E-5,0,0,0,0,0,0,0,0]
[null,null,null,null,null,null,null,null,null,5238,7.0933697835136403E-5,0,0,0,0,0,0,0,0]
[null,null,null,null,null,null,null,null,null,5242,5.0633928006425517E-5,0,7.4345942021861335E-5,0,0,0,0,0,0]
[null,null,null,null,null,null,null,null,null,5245,4.5733983565012541E-5,0,9.6013589436654023E-4,0,0,0,0,0,0]
[null,null,null,null,null,null,null,null,null,5248,4.5733983565012541E-5,0,8.0254015780941508E-4,0,0,0,0,0,0]
[null,null,null,null,null,null,null,null,null,5252,5.5533872447838493E-5,0,0,0,0,0,0,0,0]
[null,null,null,null,null,null,null,null,null,5255,7.7233626402667364E-5,0,0,0,0,0,0,0,0]
[null,null,null,null,null,null,null,null,null,5256,7.7933618465726359E-5,0,0,0,0,0,0,0,0]
[null,null,null,null,null,null,null,null,null,5259,8.2833562907139356E-5,0,0,0,0,0,0,0,0]
[null,null,null,null,null,null,null,null,null,5263,9.2633451789965294E-5,0,0,0,0,0,0,0,0]
[null,null,null,null,null,null,null,null,null,5267,4.7833959754189535E-5,0,7.0618800484176464E-4,0,0,0,0,0,0]
[null,null,null,null,null,null,null,null,null,5270,4.5733983565012541E-5,0,1.2942516763834011E-3,0,0,0,0,0,0]
[null,null,null,null,null,null,null,null,null,5273,4.5733983565012541E-5,0,2.5159433863400013E-4,0,0,0,0,0,0]
[null,null,null,null,null,null,null,null,null,5277,6.183380101536946E-5,0,0,0,0,0,0,0,0]
[null,null,null,null,null,null,null,null,null,5280,7.5833642276549373E-5,0,0,0,0,0,0,0,0]
[null,null,null,null,null,null,null,null,null,5281,7.7933618465726359E-5,0,0,0,0,0,0,0,0]
[null,null,null,null,null,null,null,null,null,5284,8.2133570844080333E-5,0,0,0,0,0,0,0,0]
[null,null,null,null,null,null,null,null,null,5288,7.7233626402667364E-5,0,0,0,0,0,0,0,0]
[null,null,null,null,null,null,null,null,null,5292,4.5733983565012541E-5,0,1.4081523380156638E-4,0,0,0,0,0,0]
[null,null,null,null,null,null,null,null,null,5295,4.5733983565012541E-5,0,4.357635138515521E-6,0,0,0,0,0,0]
[null,null,null,null,null,null,null,null,null,5298,4.5733983565012541E-5,0,0,0,0,0,0,0,0]
[null,null,null,null,null,null,null,null,null,5302,4.5733983565012541E-5,0,0,0,0,0,0,0,0]
[null,null,null,null,null,null,null,null,null,5305,4.5733983565012541E-5,0,0,0,0,0,0,0,0]
[null,null,null,null,null,null,null,null,null,5309,4.7133967691130532E-5,0,0,0,0,0,0,0,0]
[null,null,null,null,null,null,null,null,null,5310,4.8533951817248517E-5,0,0,0,0,0,0,0,0]
[null,null,null,null,null,null,null,null,null,5313,4.5733983565012541E-5,{"$f":"K5325*$AB$10","v":0},0,{"$f":"M5325*$AB$10","v":0},{"$f":"IF(N5325>L5325,L5325,N5325)","v":0},{"$f":"IF(L5325<N5325,N5325-L5325,0)","v":0},{"$f":"L5325-N5325","v":0},0,0]
[null,null,null,null,null,null,null,null,null,5317,4.5733983565012541E-5,0,1.0418855527685434E-3,0,0,0,0,0,0]
[null,null,null,null,null,null,null,null,null,5320,4.5733983565012541E-5,0,4.2245618453220926E-4,0,0,0,0,0,0]
[null,null,null,null,null,null,null,null,null,5324,4.5733983565012541E-5,0,0,0,0,0,0,0,0]
[null,null,null,null,null,null,null,null,null,5327,5.34338962586615E-5,0,0,0,0,0,0,0,0]
[null,null,null,null,null,null,null,null,null,5330,5.6933856573956484E-5,0,0,0,0,0,0,0,0]
[null,null,null,null,null,null,null,null,null,5334,7.4433658150431381E-5,0,0,0,0,0,0,0,0]
[null,null,null,null,null,null,null,null,null,5335,7.3733666087372386E-5,0,0,0,0,0,0,0,0]
[null,null,null,null,null,null,null,null,null,5338,4.5733983565012541E-5,0,0,0,0,0,0,0,0]
[null,null,null,null,null,null,null,null,null,5342,4.5733983565012541E-5,0,2.5571848744469024E-4,0,0,0,0,0,0]
[null,null,null,null,null,null,null,null,null,5345,5.6233864510897489E-5,0,3.2946830679895847E-5,0,0,0,0,0,0]
[null,null,null,null,null,null,null,null,null,5349,5.9733824826192467E-5,0,0,0,0,0,0,0,0]
[null,null,null,null,null,null,null,null,null,5352,7.5133650213490377E-5,0,0,0,0,0,0,0,0]
[null,null,null,null,null,null,null,null,null,5355,8.2833562907139356E-5,0,0,0,0,0,0,0,0]
[null,null,null,null,null,null,null,null,null,5357,8.8433499411611294E-5,0,0,0,0,0,0,0,0]
[null,null,null,null,null,null,null,null,null,5360,7.9333602591844364E-5,0,0,0,0,0,0,0,0]
[null,null,null,null,null,null,null,null,null,5363,5.2733904195602504E-5,0,8.1663730485004836E-4,0,0,0,0,0,0]
[null,null,null,null,null,null,null,null,null,5367,4.5733983565012541E-5,0,1.2160789238132598E-3,0,0,0,0,0,0]
[null,null,null,null,null,null,null,null,null,5370,4.5733983565012541E-5,0,4.1012908600915506E-4,0,0,0,0,0,0]
[null,null,null,null,null,null,null,null,null,5374,6.5333761330664439E-5,0,0,0,0,0,0,0,0]
[null,null,null,null,null,null,null,null,null,5376,7.7233626402667364E-5,0,0,0,0,0,0,0,0]
[null,null,null,null,null,null,null,null,null,5381,7.303367402431339E-5,0,0,0,0,0,0,0,0]
[null,null,null,null,null,null,null,null,null,5382,7.2333681961254408E-5,0,0,0,0,0,0,0,0]
[null,null,null,null,null,null,null,null,null,5385,4.9933935943366528E-5,0,0,0,0,0,0,0,0]
[null,null,null,null,null,null,null,null,null,5389,4.5733983565012541E-5,0,1.3176709288709135E-3,0,0,0,0,0,0]
[null,null,null,null,null,null,null,null,null,5392,4.5733983565012541E-5,0,1.1704613735224643E-3,0,0,0,0,0,0]
[null,null,null,null,null,null,null,null,null,5395,4.5733983565012541E-5,0,0,0,0,0,0,0,0]
[null,null,null,null,null,null,null,null,null,5399,4.5733983565012541E-5,0,0,0,0,0,0,0,0]
[null,null,null,null,null,null,null,null,null,5401,4.5733983565012541E-5,0,0,0,0,0,0,0,0]
[null,null,null,null,null,null,null,null,null,5406,4.7833959754189535E-5,0,0,0,0,0,0,0,0]
[null,null,null,null,null,null,null,null,null,5407,4.5733983565012541E-5,0,0,0,0,0,0,0,0]
[null,null,null,null,null,null,null,null,null,5410,4.5733983565012541E-5,0,4.3270472527166912E-4,0,0,0,0,0,0]
[null,null,null,null,null,null,null,null,null,5414,4.5733983565012541E-5,0,1.4248711003765607E-3,0,0,0,0,0,0]
[null,null,null,null,null,null,null,null,null,5417,4.5733983565012541E-5,0,6.4234970317851613E-4,0,0,0,0,0,0]
[null,null,null,null,null,null,null,null,null,5420,4.5733983565012541E-5,0,0,0,0,0,0,0,0]
[null,null,null,null,null,null,null,null,null,5422,4.5733983565012541E-5,0,0,0,0,0,0,0,0]
[null,null,null,null,null,null,null,null,null,5428,4.5733983565012541E-5,0,0,0,0,0,0,0,0]
[null,null,null,null,null,null,null,null,null,5429,4.5733983565012541E-5,0,0,0,0,0,0,0,0]
[null,null,null,null,null,null,null,null,null,5432,4.6433975628071544E-5,0,0,0,0,0,0,0,0]
[null,null,null,null,null,null,null,null,null,5435,4.5733983565012541E-5,0,7.5923812087859411E-4,0,0,0,0,0,0]
[null,null,null,null,null,null,null,null,null,5439,4.5733983565012541E-5,0,7.1979012482058496E-4,0,0,0,0,0,0]
[null,null,null,null,null,null,null,null,null,5442,4.5733983565012541E-5,0,2.5898386992939454E-4,0,0,0,0,{"$f":"R5453-Q5454","v":0},{"$f":"S5453-Q5454","v":0}]
[null,null,null,null,null,null,null,null,null,5447,7.0933697835136403E-5,0,0,0,0,0,0,0,0]
[null,null,null,null,null,null,null,null,null,5450,8.003359465490336E-5,0,0,0,0,0,0,0,0]
[null,null,null,null,null,null,null,null,null,5453,9.0533475600788294E-5,0,0,0,0,0,0,0,0]
[null,null,null,null,null,null,null,null,null,5454,8.7033515285493316E-5,0,0,0,0,0,0,0,0]
[null,null,null,null,null,null,null,null,null,5457,6.3233785141487438E-5,0,0,0,0,0,0,0,0]
[null,null,null,null,null,null,null,null,null,5460,4.5733983565012541E-5,0,8.0048850604397454E-4,0,0,0,0,0,0]
[null,null,null,null,null,null,null,null,null,5464,4.5733983565012541E-5,0,1.1182406691105054E-3,0,0,0,0,0,0]
[null,null,null,null,null,null,null,null,null,5467,4.5733983565012541E-5,0,0,0,0,0,0,0,0]
[null,null,null,null,null,null,null,null,null,5472,8.4233547033257333E-5,0,0,0,0,0,0,0,0]
[null,null,null,null,null,null,null,null,null,5475,8.8433499411611294E-5,0,0,0,0,0,0,0,0]
[null,null,null,null,null,null,null,null,null,5478,9.963337242055525E-5,0,0,0,0,0,0,0,0]
[null,null,null,null,null,null,null,null,null,5479,1.0173334860973222E-4,0,0,0,0,0,0,0,0]
[null,null,null,null,null,null,null,null,null,5482,5.6933856573956484E-5,0,3.8760982808012787E-4,0,0,0,0,0,0]
[null,null,null,null,null,null,null,null,null,5485,4.5733983565012541E-5,0,9.6856150570192624E-4,0,0,0,0,0,0]
[null,null,null,null,null,null,null,null,null,5489,4.5733983565012541E-5,0,4.7386524933910098E-4,0,0,0,0,0,0]
[null,null,null,null,null,null,null,null,null,5493,4.5733983565012541E-5,0,0,0,0,0,0,0,0]
[null,null,null,null,null,null,null,null,null,5497,7.6533634339608368E-5,0,0,0,0,0,0,0,0]
[null,null,null,null,null,null,null,null,null,5500,7.303367402431339E-5,0,0,0,0,0,0,0,0]
[null,null,null,null,null,null,null,null,null,5503,7.0233705772077408E-5,0,0,0,0,0,0,0,0]
[null,null,null,null,null,null,null,null,null,5504,6.1133808952310451E-5,0,0,0,0,0,0,0,0]
[null,null,null,null,null,null,null,null,null,5507,4.5733983565012541E-5,0,8.4097359178320378E-4,0,0,0,0,0,0]
[null,null,null,null,null,null,null,null,null,5510,4.5733983565012541E-5,0,1.3688784608479252E-3,0,0,0,0,0,0]
[null,null,null,null,null,null,null,null,null,5514,4.5733983565012541E-5,0,4.2141309280616833E-4,0,0,0,0,0,0]
[null,null,null,null,null,null,null,null,null,5518,4.5733983565012541E-5,0,0,0,0,0,0,0,0]
[null,null,null,null,null,null,null,null,null,5522,4.9933935943366528E-5,0,0,0,0,0,0,0,0]
[null,null,null,null,null,null,null,null,null,5525,5.2733904195602504E-5,0,0,0,0,0,0,0,0]
[null,null,null,null,null,null,null,null,null,5528,4.6433975628071544E-5,0,0,0,0,0,0,0,0]
[null,null,null,null,null,null,null,null,null,5529,4.5733983565012541E-5,0,0,0,0,0,0,0,0]
[null,null,null,null,null,null,null,null,null,5532,4.5733983565012541E-5,0,0,0,0,0,0,0,0]
[null,null,null,null,null,null,null,null,null,5536,4.5733983565012541E-5,0,2.0998684792814299E-4,0,0,0,0,0,0]
[null,null,null,null,null,null,null,null,null,5539,4.5733983565012541E-5,0,0,0,0,0,0,0,0]
[null,null,null,null,null,null,null,null,null,5543,6.6033753393723434E-5,0,0,0,0,0,0,0,0]
[null,null,null,null,null,null,null,null,null,5547,7.5133650213490377E-5,0,0,0,0,0,0,0,0]
[null,null,null,null,null,null,null,null,null,5550,7.9333602591844364E-5,0,0,0,0,0,0,0,0]
[null,null,null,null,null,null,null,null,null,5553,6.1133808952310451E-5,0,0,0,0,0,0,0,0]
[null,null,null,null,null,null,null,null,null,5554,4.6433975628071544E-5,0,2.847138578510212E-4,0,0,0,0,0,0]
[null,null,null,null,null,null,null,null,null,5557,4.5733983565012541E-5,0,7.0048015613623682E-4,0,0,0,0,0,0]
[null,null,null,null,null,null,null,null,null,5560,4.5733983565012541E-5,0,1.8015028011996088E-4,0,0,0,0,0,0]
[null,null,null,null,null,null,null,null,null,5565,4.5733983565012541E-5,0,0,0,0,0,0,0,0]
[null,null,null,null,null,null,null,null,null,5568,5.2033912132543502E-5,0,0,0,0,0,0,0,0]
[null,null,null,null,null,null,null,null,null,5572,4.8533951817248517E-5,0,0,0,0,0,0,0,0]
[null,null,null,null,null,null,null,null,null,5575,4.9233943880307519E-5,0,0,0,0,0,0,0,0]
[null,null,null,null,null,null,null,null,null,5578,4.5733983565012541E-5,0,1.1363989828652269E-4,0,0,0,0,0,0]
[null,null,null,null,null,null,null,null,null,5579,4.5733983565012541E-5,0,2.352092927238955E-4,0,0,0,0,0,0]
[null,null,null,null,null,null,null,null,null,5582,4.5733983565012541E-5,0,1.119926497929821E-5,0,0,0,0,0,0]
[null,null,null,null,null,null,null,null,null,5585,4.5733983565012541E-5,0,0,0,0,0,0,0,0]
[null,null,null,null,null,null,null,null,null,5590,4.5733983565012541E-5,0,0,0,0,0,0,0,0]
[null,null,null,null,null,null,null,null,null,5593,4.8533951817248517E-5,0,0,0,0,0,0,0,0]
[null,null,null,null,null,null,null,null,null,5597,4.7833959754189535E-5,0,0,0,0,0,0,0,0]
[null,null,null,null,null,null,null,null,null,5600,4.5733983565012541E-5,0,0,0,0,0,0,0,0]
[null,null,null,null,null,null,null,null,null,5601,4.5733983565012541E-5,0,0,0,0,0,0,0,0]
[null,null,null,null,null,null,null,null,null,5604,4.5733983565012541E-5,0,0,0,0,0,0,0,0]
[null,null,null,null,null,null,null,null,null,5610,4.5733983565012541E-5,0,1.8386186256239546E-4,0,0,0,0,0,0]
[null,null,null,null,null,null,null,null,null,5612,6.1133808952310451E-5,0,0,0,0,0,0,0,0]
[null,null,null,null,null,null,null,null,null,5615,7.6533634339608368E-5,0,0,0,0,0,0,0,0]
[null,null,null,null,null,null,null,null,null,5618,8.2133570844080333E-5,0,0,0,0,0,0,0,0]
[null,null,null,null,null,null,null,null,null,5622,9.0533475600788294E-5,0,0,0,0,0,0,0,0]
[null,null,null,null,null,null,null,null,null,5625,8.0733586717962355E-5,0,0,0,0,0,0,0,0]
[null,null,null,null,null,null,null,null,null,5626,7.1633689898195399E-5,0,3.1709457853190475E-4,0,0,0,0,0,0]
[null,null,null,null,null,null,null,null,null,5631,5.7633848637015473E-5,0,9.694415085371561E-4,0,0,0,0,0,0]
[null,null,null,null,null,null,null,null,null,5633,6.8133729582900421E-5,{"$f":"K5645*$AB$10","v":0},0,{"$f":"M5645*$AB$10","v":0},{"$f":"IF(N5645>L5645,L5645,N5645)","v":0},{"$f":"IF(L5645<N5645,N5645-L5645,0)","v":0},{"$f":"L5645-N5645","v":0},0,0]
[null,null,null,null,null,null,null,null,null,5637,8.003359465490336E-5,0,0,0,0,0,0,0,0]
[null,null,null,null,null,null,null,null,null,5640,9.333344385302429E-5,0,0,0,0,0,0,0,0]
[null,null,null,null,null,null,null,null,null,5643,9.4033435916083286E-5,0,0,0,0,0,0,0,0]
[null,null,null,null,null,null,null,null,null,5647,9.4033435916083286E-5,0,0,0,0,0,0,0,0]
[null,null,null,null,null,null,null,null,null,5650,7.1633689898195399E-5,0,0,0,0,0,0,0,0]
[null,null,null,null,null,null,null,null,null,5651,6.5333761330664439E-5,0,1.4874507649846982E-4,0,0,0,0,0,0]
[null,null,null,null,null,null,null,null,null,5656,5.4133888321720488E-5,0,5.7833649352672409E-4,0,0,0,0,0,0]
[null,null,null,null,null,null,null,null,null,5658,5.34338962586615E-5,0,0,0,0,0,0,0,0]
[null,null,null,null,null,null,null,null,null,5662,7.3733666087372386E-5,0,0,0,0,0,0,0,0]
[null,null,null,null,null,null,null,null,null,5665,8.2133570844080333E-5,0,0,0,0,0,0,0,0]
[null,null,null,null,null,null,null,null,null,5669,8.2133570844080333E-5,0,0,0,0,0,0,0,0]
[null,null,null,null,null,null,null,null,null,5672,6.883372164595943E-5,0,0,0,0,0,0,0,0]
[null,null,null,null,null,null,null,null,null,5675,5.6233864510897489E-5,0,0,0,0,0,0,0,0]
[null,null,null,null,null,null,null,null,null,5677,5.2033912132543502E-5,0,0,0,0,0,0,0,0]
[null,null,null,null,null,null,null,null,null,5680,4.5733983565012541E-5,0,0,0,0,0,0,0,0]
[null,null,null,null,null,null,null,null,null,5683,4.5733983565012541E-5,0,0,0,0,0,0,0,0]
[null,null,null,null,null,null,null,null,null,5687,4.5733983565012541E-5,0,0,0,0,0,0,0,0]
[null,null,null,null,null,null,null,null,null,5690,4.5733983565012541E-5,0,0,0,0,0,0,0,0]
[null,null,null,null,null,null,null,null,null,5694,5.5533872447838493E-5,0,0,0,0,0,0,0,0]
[null,null,null,null,null,null,null,null,null,5697,4.5733983565012541E-5,{"$f":"K5709*$AB$10","v":0},0,{"$f":"M5709*$AB$10","v":0},{"$f":"IF(N5709>L5709,L5709,N5709)","v":0},{"$f":"IF(L5709<N5709,N5709-L5709,0)","v":0},{"$f":"L5709-N5709","v":0},0,0]
[null,null,null,null,null,null,null,null,null,5698,4.5733983565012541E-5,0,3.9692994916732326E-4,0,0,0,0,{"$f":"R5709-Q5710","v":0},{"$f":"S5709-Q5710","v":0}]
[null,null,null,null,null,null,null,null,null,5702,4.5733983565012541E-5,0,1.3418091782935509E-3,0,0,0,0,0,0]
[null,null,null,null,null,null,null,null,null,5705,4.5733983565012541E-5,0,2.1834093325170278E-4,0,0,0,0,0,0]
[null,null,null,null,null,null,null,null,null,5709,5.5533872447838493E-5,0,0,0,0,0,0,0,0]
[null,null,null,null,null,null,null,null,null,5712,5.8333840700074476E-5,0,0,0,0,0,0,0,0]
[null,null,null,null,null,null,null,null,null,5715,6.673374545678243E-5,0,0,0,0,0,0,0,0]
[null,null,null,null,null,null,null,null,null,5719,7.5833642276549373E-5,0,0,0,0,0,0,0,0]
[null,null,null,null,null,null,null,null,null,5722,5.8333840700074476E-5,0,2.1658190991328174E-4,0,0,0,0,0,0]
[null,null,null,null,null,null,null,null,null,5723,4.7833959754189535E-5,0,4.9295005916624387E-4,0,0,0,0,0,0]
[null,null,null,null,null,null,null,null,null,5727,4.5733983565012541E-5,0,1.1425753963372103E-3,0,0,0,0,0,0]
[null,null,null,null,null,null,null,null,null,5730,4.5733983565012541E-5,0,0,0,0,0,0,0,0]
[null,null,null,null,null,null,null,null,null,5734,7.7233626402667364E-5,0,0,0,0,0,0,0,0]
[null,null,null,null,null,null,null,null,null,5737,7.303367402431339E-5,0,0,0,0,0,0,0,0]
[null,null,null,null,null,null,null,null,null,5740,7.0933697835136403E-5,0,0,0,0,0,0,0,0]
[null,null,null,null,null,null,null,null,null,5744,6.4633769267605429E-5,0,0,0,0,0,0,0,0]
[null,null,null,null,null,null,null,null,null,5748,6.0433816889251462E-5,0,0,0,0,0,0,0,0]
[null,null,null,null,null,null,null,null,null,5751,5.133392006948452E-5,0,0,0,0,0,0,0,0]
[null,null,null,null,null,null,null,null,null,5752,5.133392006948452E-5,0,0,0,0,0,0,0,0]
[null,null,null,null,null,null,null,null,null,5755,5.0633928006425517E-5,0,0,0,0,0,0,0,0]
[null,null,null,null,null,null,null,null,null,5759,6.7433737519841425E-5,0,0,0,0,0,0,0,0]
[null,null,null,null,null,null,null,null,null,5762,7.4433658150431381E-5,0,0,0,0,0,0,{"$f":"R5773-Q5774","v":0},{"$f":"S5773-Q5774","v":0}]
[null,null,null,null,null,null,null,null,null,5765,7.7933618465726359E-5,0,0,0,0,0,0,0,0]
[null,null,null,null,null,null,null,null,null,5769,7.2333681961254408E-5,0,0,0,0,0,0,0,0]
[null,null,null,null,null,null,null,null,null,5773,7.5833642276549373E-5,0,0,0,0,0,0,0,0]
[null,null,null,null,null,null,null,null,null,5774,7.0933697835136403E-5,0,0,0,0,0,0,0,0]
[null,null,null,null,null,null,null,null,null,5777,6.6033753393723434E-5,0,0,0,0,0,0,0,0]
[null,null,null,null,null,null,null,null,null,5780,6.9533713709018426E-5,0,0,0,0,0,0,0,0]
[null,null,null,null,null,null,null,null,null,5784,7.3733666087372386E-5,0,0,0,0,0,0,0,0]
[null,null,null,null,null,null,null,null,null,5787,7.3733666087372386E-5,0,0,0,0,0,0,0,0]
[null,null,null,null,null,null,null,null,null,5790,7.0933697835136403E-5,0,0,0,0,0,0,0,0]
[null,null,null,null,null,null,null,null,null,5794,6.5333761330664439E-5,0,0,0,0,0,0,0,0]
[null,null,null,null,null,null,null,null,null,5798,7.0233705772077408E-5,0,3.0802734154971478E-4,0,0,0,0,0,0]
[null,null,null,null,null,null,null,null,null,5799,7.0933697835136403E-5,0,2.3912890447889108E-4,0,0,0,0,0,0]
[null,null,null,null,null,null,null,null,null,5802,6.3233785141487438E-5,0,0,0,0,0,0,0,0]
[null,null,null,null,null,null,null,null,null,5805,7.2333681961254408E-5,0,0,0,0,0,0,0,0]
[null,null,null,null,null,null,null,null,null,5809,8.5633531159375325E-5,0,0,0,0,0,0,0,0]
[null,null,null,null,null,null,null,null,null,5812,8.0733586717962355E-5,0,0,0,0,0,0,0,0]
[null,null,null,null,null,null,null,null,null,5815,7.2333681961254408E-5,0,0,0,0,0,0,0,0]
[null,null,null,null,null,null,null,null,null,5820,4.5733983565012541E-5,0,7.4674768018433602E-4,0,0,0,0,0,0]
[null,null,null,null,null,null,null,null,null,5823,4.5733983565012541E-5,0,8.8313034224500739E-6,0,0,0,0,0,0]
[null,null,null,null,null,null,null,null,null,5824,4.6433975628071544E-5,0,0,0,0,0,0,0,0]
[null,null,null,null,null,null,null,null,null,5827,5.9733824826192467E-5,0,0,0,0,0,0,0,0]
[null,null,null,null,null,null,null,null,null,5830,6.883372164595943E-5,0,0,0,0,0,0,0,0]
[null,null,null,null,null,null,null,null,null,5834,7.3733666087372386E-5,0,0,0,0,0,0,0,0]
[null,null,null,null,null,null,null,null,null,5836,7.7233626402667364E-5,0,0,0,0,0,0,0,0]
[null,null,null,null,null,null,null,null,null,5842,6.4633769267605429E-5,0,1.1715119904356283E-4,0,0,0,0,0,0]
[null,null,null,null,null,null,null,null,null,5845,4.5733983565012541E-5,0,1.8123125119136823E-4,0,0,0,0,0,0]
[null,null,null,null,null,null,null,null,null,5848,5.0633928006425517E-5,0,2.8153988931476465E-4,0,0,0,0,0,0]
[null,null,null,null,null,null,null,null,null,5849,5.2733904195602504E-5,0,0,0,0,0,0,0,0]
[null,null,null,null,null,null,null,null,null,5852,5.34338962586615E-5,0,0,0,0,0,0,0,0]
[null,null,null,null,null,null,null,null,null,5855,5.5533872447838493E-5,0,0,0,0,0,0,0,0]
[null,null,null,null,null,null,null,null,null,5859,6.7433737519841425E-5,0,0,0,0,0,0,0,0]
[null,null,null,null,null,null,null,null,null,5861,6.6033753393723434E-5,0,0,0,0,0,0,0,0]
[null,null,null,null,null,null,null,null,null,5867,4.5733983565012541E-5,0,5.4323325675910395E-4,0,0,0,0,0,0]
[null,null,null,null,null,null,null,null,null,5870,4.5733983565012541E-5,0,1.2743296317046058E-3,0,0,0,0,0,0]
[null,null,null,null,null,null,null,null,null,5873,4.5733983565012541E-5,0,7.0738901653598005E-4,0,0,0,0,0,0]
[null,null,null,null,null,null,null,null,null,5874,4.5733983565012541E-5,0,1.8818584213647205E-4,0,0,0,0,0,0]
[null,null,null,null,null,null,null,null,null,5877,4.5733983565012541E-5,0,0,0,0,0,0,0,0]
[null,null,null,null,null,null,null,null,null,5881,4.5733983565012541E-5,0,0,0,0,0,0,0,0]
[null,null,null,null,null,null,null,null,null,5886,4.5733983565012541E-5,0,0,0,0,0,0,0,0]
[null,null,null,null,null,null,null,null,null,5888,4.8533951817248517E-5,0,0,0,0,0,0,0,0]
[null,null,null,null,null,null,null,null,null,5892,4.5733983565012541E-5,0,4.2584956291573248E-4,0,0,0,0,0,0]
[null,null,null,null,null,null,null,null,null,5895,4.5733983565012541E-5,0,3.9993261196563819E-4,0,0,0,0,0,0]
[null,null,null,null,null,null,null,null,null,5898,4.5733983565012541E-5,0,2.2610153813465019E-4,0,0,0,0,0,0]
[null,null,null,null,null,null,null,null,null,5899,5.0633928006425517E-5,0,0,0,0,0,0,0,0]
[null,null,null,null,null,null,null,null,null,5902,8.8433499411611294E-5,0,0,0,0,0,0,0,0]
[null,null,null,null,null,null,null,null,null,5907,8.8433499411611294E-5,0,0,0,0,0,0,0,0]
[null,null,null,null,null,null,null,null,null,5910,9.6133412105260259E-5,0,0,0,0,0,0,0,0]
[null,null,null,null,null,null,null,null,null,5913,8.9133491474670303E-5,0,0,0,0,0,0,0,0]
[null,null,null,null,null,null,null,null,null,5917,4.5733983565012541E-5,0,1.1083673312791665E-3,0,0,0,0,0,0]
[null,null,null,null,null,null,null,null,null,5920,4.5733983565012541E-5,0,5.8377083417959059E-4,0,0,0,0,0,0]
[null,null,null,null,null,null,null,null,null,5923,5.2733904195602504E-5,0,0,0,0,0,0,0,0]
[null,null,null,null,null,null,null,null,null,5924,6.673374545678243E-5,0,0,0,0,0,0,0,0]
[null,null,null,null,null,null,null,null,null,5927,9.7533396231378264E-5,0,0,0,0,0,0,0,0]
[null,null,null,null,null,null,null,null,null,5932,1.0733328511420422E-4,0,0,0,0,0,0,0,0]
[null,null,null,null,null,null,null,null,null,5935,1.1013325336644018E-4,0,0,0,0,0,0,0,0]
[null,null,null,null,null,null,null,null,null,5938,6.3933777204546434E-5,0,3.3340069014996325E-4,0,0,0,0,0,0]
[null,null,null,null,null,null,null,null,null,5942,4.5733983565012541E-5,0,1.2452359171390567E-3,0,0,0,0,0,0]
[null,null,null,null,null,null,null,null,null,5945,4.6433975628071544E-5,0,1.7571659282596065E-4,0,0,0,0,0,0]
[null,null,null,null,null,null,null,null,null,5946,5.4833880384779504E-5,0,0,0,0,0,0,0,0]
[null,null,null,null,null,null,null,null,null,5949,7.5133650213490377E-5,0,0,0,0,0,0,0,0]
[null,null,null,null,null,null,null,null,null,5953,9.6133412105260259E-5,{"$f":"K5965*$AB$10","v":0},0,{"$f":"M5965*$AB$10","v":0},{"$f":"IF(N5965>L5965,L5965,N5965)","v":0},{"$f":"IF(L5965<N5965,N5965-L5965,0)","v":0},{"$f":"L5965-N5965","v":0},0,0]
[null,null,null,null,null,null,null,null,null,5957,9.2633451789965294E-5,0,0,0,0,0,0,0,0]
[null,null,null,null,null,null,null,null,null,5960,9.4033435916083286E-5,0,0,0,0,0,0,0,0]
[null,null,null,null,null,null,null,null,null,5963,5.9033832763133471E-5,0,4.121849631358184E-4,0,0,0,0,0,0]
[null,null,null,null,null,null,null,null,null,5967,5.2733904195602504E-5,0,2.0656783658580256E-4,0,0,0,0,0,0]
[null,null,null,null,null,null,null,null,null,5970,5.7633848637015473E-5,0,0,0,0,0,0,0,0]
[null,null,null,null,null,null,null,null,null,5971,6.1133808952310451E-5,0,0,0,0,0,0,0,0]
[null,null,null,null,null,null,null,null,null,5974,7.3733666087372386E-5,0,0,0,0,0,0,0,0]
[null,null,null,null,null,null,null,null,null,5978,8.2133570844080333E-5,0,0,0,0,0,0,0,0]
[null,null,null,null,null,null,null,null,null,5982,9.5433420042201263E-5,0,0,0,0,0,0,0,0]
[null,null,null,null,null,null,null,null,null,5985,7.5133650213490377E-5,0,0,0,0,0,0,0,0]
[null,null,null,null,null,null,null,null,null,5989,4.6433975628071544E-5,0,1.2295568147856501E-3,0,0,0,0,0,0]
[null,null,null,null,null,null,null,null,null,5992,4.5733983565012541E-5,0,4.7496815417461869E-4,0,0,0,0,0,0]
[null,null,null,null,null,null,null,null,null,5995,5.34338962586615E-5,0,0,0,0,0,0,0,0]
[null,null,null,null,null,null,null,null,null,5996,6.1133808952310451E-5,0,0,0,0,0,0,0,0]
[null,null,null,null,null,null,null,null,null,5999,8.7733507348552325E-5,0,0,0,0,0,0,0,0]
[null,null,null,null,null,null,null,null,null,6003,1.0033336448361425E-4,0,0,0,0,0,0,0,0]
[null,null,null,null,null,null,null,null,null,6007,1.0103335654667326E-4,0,0,0,0,0,0,0,0]
[null,null,null,null,null,null,null,null,null,6010,6.9533713709018426E-5,0,1.9268279070285211E-4,0,0,0,0,0,0]
[null,null,null,null,null,null,null,null,null,6014,4.5733983565012541E-5,0,1.0756374542080036E-3,0,0,0,0,0,0]
[null,null,null,null,null,null,null,null,null,6017,4.5733983565012541E-5,{"$f":"K6029*$AB$10","v":0},5.656659957355471E-4,{"$f":"M6029*$AB$10","v":0},{"$f":"IF(N6029>L6029,L6029,N6029)","v":0},{"$f":"IF(L6029<N6029,N6029-L6029,0)","v":0},{"$f":"L6029-N6029","v":0},0,0]
[null,null,null,null,null,null,null,null,null,6020,6.5333761330664439E-5,0,0,0,0,0,0,0,0]
[null,null,null,null,null,null,null,null,null,6024,9.8933380357496255E-5,0,0,0,0,0,0,0,0]
[null,null,null,null,null,null,null,null,null,6025,1.0103335654667326E-4,0,0,0,0,0,0,0,0]
[null,null,null,null,null,null,null,null,null,6028,1.0033336448361425E-4,0,0,0,0,0,0,0,0]
[null,null,null,null,null,null,null,null,null,6032,1.0663329305114521E-4,0,0,0,0,0,0,0,0]
[null,null,null,null,null,null,null,null,null,6035,5.6233864510897489E-5,0,3.3588503446931332E-4,0,0,0,0,0,0]
[null,null,null,null,null,null,null,null,null,6039,4.5733983565012541E-5,0,8.0673110349151016E-4,0,0,0,0,0,0]
[null,null,null,null,null,null,null,null,null,6042,4.5733983565012541E-5,0,1.3491081364257461E-4,0,0,0,0,0,0]
[null,null,null,null,null,null,null,null,null,6045,7.4433658150431381E-5,0,0,0,0,0,0,0,0]
[null,null,null,null,null,null,null,null,null,6049,1.1783316606008915E-4,0,0,0,0,0,0,0,0]
[null,null,null,null,null,null,null,null,null,6050,1.2343310256456111E-4,0,0,0,0,0,0,0,0]
[null,null,null,null,null,null,null,null,null,6054,1.4023291207797704E-4,0,0,0,0,0,0,0,0]
[null,null,null,null,null,null,null,null,null,6057,1.0593330098808622E-4,0,0,0,0,0,0,0,0]
[null,null,null,null,null,null,null,null,null,6060,5.5533872447838493E-5,0,1.1095271637829496E-3,0,0,0,0,0,0]
[null,null,null,null,null,null,null,null,null,6064,5.9033832763133471E-5,0,7.3210160139222788E-4,0,0,0,0,0,0]
[null,null,null,null,null,null,null,null,null,6067,6.9533713709018426E-5,0,0,0,0,0,0,0,0]
[null,null,null,null,null,null,null,null,null,6070,8.9133491474670303E-5,0,0,0,0,0,0,0,0]
[null,null,null,null,null,null,null,null,null,6072,1.0663329305114521E-4,0,0,0,0,0,0,0,0]
[null,null,null,null,null,null,null,null,null,6075,1.2343310256456111E-4,0,0,0,0,0,0,0,0]
[null,null,null,null,null,null,null,null,null,6079,1.2273311050150213E-4,0,0,0,0,0,0,0,0]
[null,null,null,null,null,null,null,null,null,6082,8.8433499411611294E-5,0,2.5914019343524725E-4,0,0,0,0,{"$f":"R6093-Q6094","v":0},{"$f":"S6093-Q6094","v":0}]
[null,null,null,null,null,null,null,null,null,6085,4.9933935943366528E-5,0,1.2291886800619119E-3,0,0,0,0,0,0]
[null,null,null,null,null,null,null,null,null,6089,4.5733983565012541E-5,0,5.978838582805752E-4,0,0,0,0,0,0]
[null,null,null,null,null,null,null,null,null,6091,5.8333840700074476E-5,0,0,0,0,0,0,0,0]
[null,null,null,null,null,null,null,null,null,6096,1.1923315018620715E-4,0,0,0,0,0,0,0,0]
[null,null,null,null,null,null,null,null,null,6097,1.2203311843844312E-4,0,0,0,0,0,0,0,0]
[null,null,null,null,null,null,null,null,null,6100,1.2973303113209209E-4,0,0,0,0,0,0,0,0]
[null,null,null,null,null,null,null,null,null,6104,1.3393298351044606E-4,0,0,0,0,0,0,0,0]
[null,null,null,null,null,null,null,null,null,6107,5.6233864510897489E-5,0,7.1449646931411232E-4,0,0,0,0,0,0]
[null,null,null,null,null,null,null,null,null,6110,4.5733983565012541E-5,0,1.3230403618304369E-3,0,0,0,0,0,0]
[null,null,null,null,null,null,null,null,null,6114,4.5733983565012541E-5,0,0,0,0,0,0,0,0]
[null,null,null,null,null,null,null,null,null,6116,5.8333840700074476E-5,0,0,0,0,0,0,0,0]
[null,null,null,null,null,null,null,null,null,6119,9.8233388294437246E-5,0,0,0,0,0,0,0,0]
[null,null,null,null,null,null,null,null,null,6122,1.0523330892502722E-4,0,0,0,0,0,0,0,0]
[null,null,null,null,null,null,null,null,null,6125,1.0663329305114521E-4,0,0,0,0,0,0,0,0]
[null,null,null,null,null,null,null,null,null,6129,9.5433420042201263E-5,0,0,0,0,0,0,0,0]
[null,null,null,null,null,null,null,null,null,6132,4.6433975628071544E-5,0,1.0897451931060644E-3,0,0,0,0,0,0]
[null,null,null,null,null,null,null,null,null,6135,4.5733983565012541E-5,0,1.2149659830821391E-3,0,0,0,0,0,0]
[null,null,null,null,null,null,null,null,null,6137,4.5733983565012541E-5,0,1.4490472562047008E-4,0,0,0,0,0,0]
[null,null,null,null,null,null,null,null,null,6143,8.3533554970198338E-5,0,0,0,0,0,0,0,0]
[null,null,null,null,null,null,null,null,null,6144,8.9833483537729298E-5,0,0,0,0,0,0,0,0]
[null,null,null,null,null,null,null,null,null,6147,1.0033336448361425E-4,0,0,0,0,0,0,0,0]
[null,null,null,null,null,null,null,null,null,6150,1.1293322161867618E-4,0,0,0,0,0,0,0,0]
[null,null,null,null,null,null,null,null,null,6154,6.9533713709018426E-5,0,1.6450998247168148E-5,0,0,0,0,0,0]
[null,null,null,null,null,null,null,null,null,6157,6.0433816889251462E-5,0,0,0,0,0,0,0,0]
[null,null,null,null,null,null,null,null,null,6162,5.8333840700074476E-5,0,0,0,0,0,0,0,0]
[null,null,null,null,null,null,null,null,null,6165,8.7733507348552325E-5,0,0,0,0,0,0,0,0]
[null,null,null,null,null,null,null,null,null,6168,1.0593330098808622E-4,0,0,0,0,0,0,0,0]
[null,null,null,null,null,null,null,null,null,6169,1.0873326924032219E-4,0,0,0,0,0,0,0,0]
[null,null,null,null,null,null,null,null,null,6172,1.2203311843844312E-4,0,0,0,0,0,0,0,0]
[null,null,null,null,null,null,null,null,null,6175,1.1573318987091218E-4,0,0,0,0,0,0,0,0]
[null,null,null,null,null,null,null,null,null,6179,7.303367402431339E-5,0,2.8124586222688506E-4,0,0,0,0,0,0]
[null,null,null,null,null,null,null,null,null,6182,5.133392006948452E-5,0,4.5931331316435619E-4,0,0,0,0,0,0]
[null,null,null,null,null,null,null,null,null,6187,6.183380101536946E-5,0,0,0,0,0,0,0,0]
[null,null,null,null,null,null,null,null,null,6190,6.3233785141487438E-5,0,0,0,0,0,0,0,0]
[null,null,null,null,null,null,null,null,null,6193,6.4633769267605429E-5,0,0,0,0,0,0,0,0]
[null,null,null,null,null,null,null,null,null,6194,6.3933777204546434E-5,0,0,0,0,0,0,0,0]
[null,null,null,null,null,null,null,null,null,6197,6.3933777204546434E-5,0,0,0,0,0,0,0,0]
[null,null,null,null,null,null,null,null,null,6200,6.4633769267605429E-5,0,0,0,0,0,0,0,0]
[null,null,null,null,null,null,null,null,null,6204,4.5733983565012541E-5,0,4.2542988839886745E-4,0,0,0,0,0,0]
[null,null,null,null,null,null,null,null,null,6208,4.9233943880307519E-5,0,0,0,0,0,0,0,0]
[null,null,null,null,null,null,null,null,null,6212,5.6933856573956484E-5,0,0,0,0,0,0,0,0]
[null,null,null,null,null,null,null,null,null,6215,6.183380101536946E-5,0,0,0,0,0,0,0,0]
[null,null,null,null,null,null,null,null,null,6218,6.4633769267605429E-5,0,0,0,0,0,0,0,0]
[null,null,null,null,null,null,null,null,null,6219,6.673374545678243E-5,0,0,0,0,0,0,0,0]
[null,null,null,null,null,null,null,null,null,6222,7.7933618465726359E-5,0,0,0,0,0,0,0,0]
[null,null,null,null,null,null,null,null,null,6226,6.183380101536946E-5,0,8.2539666947482204E-5,0,0,0,0,0,0]
[null,null,null,null,null,null,null,null,null,6229,6.673374545678243E-5,0,0,0,0,0,0,0,0]
[null,null,null,null,null,null,null,null,null,6233,6.2533793078428443E-5,0,0,0,0,0,0,0,0]
[null,null,null,null,null,null,null,null,null,6237,8.4233547033257333E-5,0,0,0,0,0,0,0,0]
[null,null,null,null,null,null,null,null,null,6240,9.4033435916083286E-5,0,0,0,0,0,0,0,0]
[null,null,null,null,null,null,null,null,null,6243,9.6833404168319254E-5,0,0,0,0,0,0,0,0]
[null,null,null,null,null,null,null,null,null,6244,8.9133491474670303E-5,0,0,0,0,0,0,0,0]
[null,null,null,null,null,null,null,null,null,6247,7.7933618465726359E-5,0,0,0,0,0,0,0,0]
[null,null,null,null,null,null,null,null,null,6251,6.6033753393723434E-5,0,6.1996080244469459E-4,0,0,0,0,0,0]
[null,null,null,null,null,null,null,null,null,6254,5.34338962586615E-5,0,7.1914606288350628E-4,0,0,0,0,0,0]
[null,null,null,null,null,null,null,null,null,6258,6.183380101536946E-5,0,0,0,0,0,0,0,0]
[null,null,null,null,null,null,null,null,null,6262,7.4433658150431381E-5,0,0,0,0,0,0,0,0]
[null,null,null,null,null,null,null,null,null,6265,8.9833483537729298E-5,0,0,0,0,0,0,0,0]
[null,null,null,null,null,null,null,null,null,6266,9.0533475600788294E-5,0,0,0,0,0,0,0,0]
[null,null,null,null,null,null,null,null,null,6269,9.7533396231378264E-5,0,0,0,0,0,0,0,0]
[null,null,null,null,null,null,null,null,null,6272,9.4733427979142281E-5,0,0,0,0,0,0,0,0]
[null,null,null,null,null,null,null,null,null,6275,5.4833880384779504E-5,0,5.8706707684576785E-4,0,0,0,0,0,0]
[null,null,null,null,null,null,null,null,null,6280,5.4833880384779504E-5,0,1.9041812521795539E-4,0,0,0,0,0,0]
[null,null,null,null,null,null,null,null,null,6283,7.0233705772077408E-5,0,0,0,0,0,0,0,0]
[null,null,null,null,null,null,null,null,null,6287,7.5133650213490377E-5,0,0,0,0,0,0,0,0]
[null,null,null,null,null,null,null,null,null,6290,7.4433658150431381E-5,0,0,0,0,0,0,0,0]
[null,null,null,null,null,null,null,null,null,6291,7.3733666087372386E-5,0,0,0,0,0,0,0,0]
[null,null,null,null,null,null,null,null,null,6294,7.4433658150431381E-5,0,0,0,0,0,0,0,0]
[null,null,null,null,null,null,null,null,null,6300,5.6933856573956484E-5,0,0,0,0,0,0,0,0]
[null,null,null,null,null,null,null,null,null,6302,5.4833880384779504E-5,0,0,0,0,0,0,0,0]
[null,null,null,null,null,null,null,null,null,6305,5.34338962586615E-5,0,0,0,0,0,0,0,0]
[null,null,null,null,null,null,null,null,null,6308,6.5333761330664439E-5,0,0,0,0,0,0,0,0]
[null,null,null,null,null,null,null,null,null,6312,6.883372164595943E-5,0,0,0,0,0,0,0,0]
[null,null,null,null,null,null,null,null,null,6315,6.9533713709018426E-5,0,0,0,0,0,0,0,0]
[null,null,null,null,null,null,null,null,null,6316,6.883372164595943E-5,0,0,0,0,0,0,0,0]
[null,null,null,null,null,null,null,null,null,6319,7.2333681961254408E-5,0,0,0,0,0,0,0,0]
[null,null,null,null,null,null,null,null,null,6325,5.4133888321720488E-5,0,1.1638186347237651E-4,0,0,0,0,0,0]
[null,null,null,null,null,null,null,null,null,6327,5.34338962586615E-5,0,4.8303024600860397E-4,0,0,0,0,0,0]
[null,null,null,null,null,null,null,null,null,6330,5.6933856573956484E-5,0,0,0,0,0,0,0,0]
[null,null,null,null,null,null,null,null,null,6334,6.9533713709018426E-5,0,0,0,0,0,0,0,0]
[null,null,null,null,null,null,null,null,null,6337,6.2533793078428443E-5,{"$f":"K6349*$AB$10","v":0},0,{"$f":"M6349*$AB$10","v":0},{"$f":"IF(N6349>L6349,L6349,N6349)","v":0},{"$f":"IF(L6349<N6349,N6349-L6349,0)","v":0},{"$f":"L6349-N6349","v":0},0,0]
[null,null,null,null,null,null,null,null,null,6340,6.1133808952310451E-5,0,0,0,0,0,0,0,0]
[null,null,null,null,null,null,null,null,null,6341,6.3233785141487438E-5,0,0,0,0,0,0,0,0]
[null,null,null,null,null,null,null,null,null,6346,7.0233705772077408E-5,0,0,0,0,0,0,0,0]
[null,null,null,null,null,null,null,null,null,6348,6.6033753393723434E-5,0,0,0,0,0,0,0,0]
[null,null,null,null,null,null,null,null,null,6352,7.4433658150431381E-5,0,0,0,0,0,0,0,0]
[null,null,null,null,null,null,null,null,null,6355,7.9333602591844364E-5,0,0,0,0,0,0,0,0]
[null,null,null,null,null,null,null,null,null,6359,9.0533475600788294E-5,0,0,0,0,0,0,0,0]
[null,null,null,null,null,null,null,null,null,6362,9.4733427979142281E-5,0,0,0,0,0,0,0,0]
[null,null,null,null,null,null,null,null,null,6365,1.0383332479890922E-4,0,0,0,0,0,0,0,0]
[null,null,null,null,null,null,null,null,null,6366,1.1433320574479419E-4,0,0,0,0,0,0,0,0]
[null,null,null,null,null,null,null,null,null,6371,9.2633451789965294E-5,0,6.1076576217899904E-4,0,0,0,0,0,0]
[null,null,null,null,null,null,null,null,null,6373,8.4933539096316329E-5,0,6.1876037041019123E-4,0,0,0,0,0,0]
[null,null,null,null,null,null,null,null,null,6377,8.5633531159375325E-5,0,1.9595244817968946E-4,0,0,0,0,0,0]
[null,null,null,null,null,null,null,null,null,6380,1.0453331686196822E-4,0,0,0,0,0,0,0,0]
[null,null,null,null,null,null,null,null,null,6384,1.1853315812314815E-4,0,0,0,0,0,0,0,0]
[null,null,null,null,null,null,null,null,null,6387,1.2903303906903311E-4,0,0,0,0,0,0,0,0]
[null,null,null,null,null,null,null,null,null,6390,1.2903303906903311E-4,0,0,0,0,0,0,0,0]
[null,null,null,null,null,null,null,null,null,6392,1.2273311050150213E-4,0,0,0,0,0,0,0,0]
[null,null,null,null,null,null,null,null,null,6395,9.5433420042201263E-5,0,0,0,0,0,0,0,0]
[null,null,null,null,null,null,null,null,null,6399,8.0733586717962355E-5,0,0,0,0,0,0,0,0]
[null,null,null,null,null,null,null,null,null,6402,9.1233467663847303E-5,0,0,0,0,0,0,{"$f":"R6413-Q6414","v":0},{"$f":"S6413-Q6414","v":0}]
[null,null,null,null,null,null,null,null,null,6405,9.8933380357496255E-5,0,0,0,0,0,0,0,0]
[null,null,null,null,null,null,null,null,null,6409,1.0593330098808622E-4,0,0,0,0,0,0,0,0]
[null,null,null,null,null,null,null,null,null,6412,1.0873326924032219E-4,0,0,0,0,0,0,0,0]
[null,null,null,null,null,null,null,null,null,6413,1.0803327717726321E-4,0,0,0,0,0,0,0,0]
[null,null,null,null,null,null,null,null,null,6417,1.1153323749255818E-4,0,0,0,0,0,0,0,0]
[null,null,null,null,null,null,null,null,null,6420,9.8933380357496255E-5,0,0,0,0,0,0,0,0]
[null,null,null,null,null,null,null,null,null,6424,9.6133412105260259E-5,0,2.0009497481761384E-4,0,0,0,0,0,0]
[null,null,null,null,null,null,null,null,null,6427,1.0593330098808622E-4,0,0,0,0,0,0,0,0]
[null,null,null,null,null,null,null,null,null,6430,1.1223322955561718E-4,0,0,0,0,0,0,0,0]
[null,null,null,null,null,null,null,null,null,6434,1.2203311843844312E-4,0,0,0,0,0,0,0,0]
[null,null,null,null,null,null,null,null,null,6437,1.2063313431232515E-4,0,0,0,0,0,0,0,0]
[null,null,null,null,null,null,null,null,null,6438,1.1643318193397115E-4,0,0,0,0,0,0,0,0]
[null,null,null,null,null,null,null,null,null,6442,1.0593330098808622E-4,0,0,0,0,0,0,0,0]
[null,null,null,null,null,null,null,null,null,6445,7.6533634339608368E-5,0,9.6826908947402076E-4,0,0,0,0,0,0]
[null,null,null,null,null,null,null,null,null,6449,8.3533554970198338E-5,0,0,0,0,0,0,0,0]
[null,null,null,null,null,null,null,null,null,6452,8.8433499411611294E-5,0,0,0,0,0,0,0,0]
[null,null,null,null,null,null,null,null,null,6455,9.7533396231378264E-5,0,0,0,0,0,0,0,0]
[null,null,null,null,null,null,null,null,null,6459,1.1853315812314815E-4,0,0,0,0,0,0,0,0]
[null,null,null,null,null,null,null,null,null,6463,1.2553307875373812E-4,0,0,0,0,0,0,0,0]
[null,null,null,null,null,null,null,null,null,6464,1.262330708167971E-4,0,0,0,0,0,0,0,0]
[null,null,null,null,null,null,null,null,null,6467,7.5133650213490377E-5,0,4.8068718029081417E-4,0,0,0,0,0,0]
[null,null,null,null,null,null,null,null,null,6470,7.1633689898195399E-5,0,8.7679256472372714E-4,0,0,0,0,0,0]
[null,null,null,null,null,null,null,null,null,6474,7.5833642276549373E-5,0,0,0,0,0,0,0,0]
[null,null,null,null,null,null,null,null,null,6477,9.5433420042201263E-5,0,0,0,0,0,0,0,0]
[null,null,null,null,null,null,null,null,null,6480,9.8233388294437246E-5,0,0,0,0,0,0,0,0]
[null,null,null,null,null,null,null,null,null,6484,1.0453331686196822E-4,0,0,0,0,0,0,0,0]
[null,null,null,null,null,null,null,null,null,6488,1.1293322161867618E-4,0,0,0,0,0,0,0,0]
[null,null,null,null,null,null,null,null,null,6489,1.1573318987091218E-4,0,0,0,0,0,0,0,0]
[null,null,null,null,null,null,null,null,null,6492,1.0733328511420422E-4,0,4.3055519835948314E-4,0,0,0,0,0,0]
[null,null,null,null,null,null,null,null,null,6495,9.4733427979142281E-5,0,8.1645540053552109E-4,0,0,0,0,0,0]
[null,null,null,null,null,null,null,null,null,6499,1.0733328511420422E-4,0,0,0,0,0,0,0,0]
[null,null,null,null,null,null,null,null,null,6502,1.1643318193397115E-4,0,0,0,0,0,0,0,0]
[null,null,null,null,null,null,null,null,null,6506,1.0873326924032219E-4,0,0,0,0,0,0,0,0]
[null,null,null,null,null,null,null,null,null,6509,9.2633451789965294E-5,0,0,0,0,0,0,0,0]
[null,null,null,null,null,null,null,null,null,6513,1.1853315812314815E-4,0,0,0,0,0,0,0,0]
[null,null,null,null,null,null,null,null,null,6514,1.1923315018620715E-4,0,0,0,0,0,0,0,0]
[null,null,null,null,null,null,null,null,null,6517,9.4033435916083286E-5,0,1.1706466134512113E-4,0,0,0,0,0,0]
[null,null,null,null,null,null,null,null,null,6520,8.4933539096316329E-5,0,2.1830420279915562E-4,0,0,0,0,0,0]
[null,null,null,null,null,null,null,null,null,6524,1.0173334860973222E-4,0,0,0,0,0,0,0,0]
[null,null,null,null,null,null,null,null,null,6527,1.1573318987091218E-4,0,0,0,0,0,0,0,0]
[null,null,null,null,null,null,null,null,null,6530,1.1783316606008915E-4,0,0,0,0,0,0,{"$f":"R6541-Q6542","v":0},{"$f":"S6541-Q6542","v":0}]
[null,null,null,null,null,null,null,null,null,6535,1.1993314224926614E-4,0,0,0,0,0,0,0,0]
[null,null,null,null,null,null,null,null,null,6538,1.0523330892502722E-4,0,6.2011704127497573E-5,0,0,0,0,0,0]
[null,null,null,null,null,null,null,null,null,6539,8.7733507348552325E-5,0,5.5204364215738315E-4,0,0,0,0,0,0]
[null,null,null,null,null,null,null,null,null,6542,7.4433658150431381E-5,0,8.4702648727414385E-4,0,0,0,0,0,0]
[null,null,null,null,null,null,null,null,null,6545,7.7933618465726359E-5,0,3.1365347226869111E-4,0,0,0,0,0,0]
[null,null,null,null,null,null,null,null,null,6549,1.2133312637538414E-4,0,0,0,0,0,0,0,0]
[null,null,null,null,null,null,null,null,null,6551,1.3883292795185905E-4,0,0,0,0,0,0,0,0]
[null,null,null,null,null,null,null,null,null,6557,1.4303288033021302E-4,0,0,0,0,0,0,0,0]
[null,null,null,null,null,null,null,null,null,6560,1.3183300732126906E-4,0,0,0,0,0,0,0,0]
[null,null,null,null,null,null,null,null,null,6563,9.5433420042201263E-5,0,0,0,0,0,0,0,0]
[null,null,null,null,null,null,null,null,null,6564,8.8433499411611294E-5,0,0,0,0,0,0,0,0]
[null,null,null,null,null,null,null,null,null,6567,8.003359465490336E-5,0,0,0,0,0,0,0,0]
[null,null,null,null,null,null,null,null,null,6571,8.3533554970198338E-5,0,0,0,0,0,0,0,0]
[null,null,null,null,null,null,null,null,null,6574,9.1233467663847303E-5,0,0,0,0,0,0,0,0]
[null,null,null,null,null,null,null,null,null,6576,8.4233547033257333E-5,0,0,0,0,0,0,0,0]
[null,null,null,null,null,null,null,null,null,6582,8.2133570844080333E-5,0,0,0,0,0,0,0,0]
[null,null,null,null,null,null,null,null,null,6585,8.3533554970198338E-5,0,0,0,0,0,0,0,0]
[null,null,null,null,null,null,null,null,null,6588,7.303367402431339E-5,0,0,0,0,0,0,0,0]
[null,null,null,null,null,null,null,null,null,6589,7.303367402431339E-5,0,0,0,0,0,0,0,0]
[null,null,null,null,null,null,null,null,null,6592,6.7433737519841425E-5,0,0,0,0,0,0,0,0]
[null,null,null,null,null,null,null,null,null,6596,7.7933618465726359E-5,0,0,0,0,0,0,0,0]
[null,null,null,null,null,null,null,null,null,6601,8.4233547033257333E-5,0,0,0,0,0,0,0,0]
[null,null,null,null,null,null,null,null,null,6603,8.5633531159375325E-5,0,0,0,0,0,0,0,0]
[null,null,null,null,null,null,null,null,null,6607,1.0593330098808622E-4,0,0,0,0,0,0,0,0]
[null,null,null,null,null,null,null,null,null,6610,9.8233388294437246E-5,0,0,0,0,0,0,0,0]
[null,null,null,null,null,null,null,null,null,6611,8.4233547033257333E-5,0,4.5907203945158115E-4,0,0,0,0,0,0]
[null,null,null,null,null,null,null,null,null,6614,6.6033753393723434E-5,0,1.3872672980896555E-4,0,0,0,0,0,0]
[null,null,null,null,null,null,null,null,null,6617,7.0233705772077408E-5,0,0,0,0,0,0,0,0]
[null,null,null,null,null,null,null,null,null,6622,1.0033336448361425E-4,0,0,0,0,0,0,0,0]
[null,null,null,null,null,null,null,null,null,6625,9.7533396231378264E-5,0,0,0,0,0,0,0,0]
[null,null,null,null,null,null,null,null,null,6628,8.9833483537729298E-5,0,0,0,0,0,0,0,0]
[null,null,null,null,null,null,null,null,null,6632,8.1433578781021351E-5,0,0,0,0,0,0,0,0]
[null,null,null,null,null,null,null,null,null,6635,7.2333681961254408E-5,0,0,0,0,0,0,0,0]
[null,null,null,null,null,null,null,null,null,6636,7.0933697835136403E-5,0,0,0,0,0,0,0,0]
[null,null,null,null,null,null,null,null,null,6639,6.3233785141487438E-5,0,0,0,0,0,0,0,0]
[null,null,null,null,null,null,null,null,null,6642,7.0233705772077408E-5,0,0,0,0,0,0,0,0]
[null,null,null,null,null,null,null,null,null,6647,6.673374545678243E-5,0,0,0,0,0,0,0,0]
[null,null,null,null,null,null,null,null,null,6650,6.5333761330664439E-5,0,0,0,0,0,0,0,0]
[null,null,null,null,null,null,null,null,null,6653,6.5333761330664439E-5,0,0,0,0,0,0,0,0]
[null,null,null,null,null,null,null,null,null,6657,6.5333761330664439E-5,{"$f":"K6669*$AB$10","v":0},0,{"$f":"M6669*$AB$10","v":0},{"$f":"IF(N6669>L6669,L6669,N6669)","v":0},{"$f":"IF(L6669<N6669,N6669-L6669,0)","v":0},{"$f":"L6669-N6669","v":0},0,0]
[null,null,null,null,null,null,null,null,null,6660,6.0433816889251462E-5,0,0,0,0,0,0,0,0]
[null,null,null,null,null,null,null,null,null,6661,6.3233785141487438E-5,0,0,0,0,0,0,0,0]
[null,null,null,null,null,null,null,null,null,6664,6.3233785141487438E-5,0,0,0,0,0,0,0,0]
[null,null,null,null,null,null,null,null,null,6668,6.9533713709018426E-5,0,0,0,0,0,0,0,0]
[null,null,null,null,null,null,null,null,null,6672,7.8633610528785355E-5,0,0,0,0,0,0,0,0]
[null,null,null,null,null,null,null,null,null,6675,8.8433499411611294E-5,0,0,0,0,0,0,0,0]
[null,null,null,null,null,null,null,null,null,6679,1.0243334067279125E-4,0,0,0,0,0,0,0,0]
[null,null,null,null,null,null,null,null,null,6682,8.9833483537729298E-5,0,0,0,0,0,0,0,0]
[null,null,null,null,null,null,null,null,null,6685,6.7433737519841425E-5,0,6.1110821417655655E-4,0,0,0,0,0,0]
[null,null,null,null,null,null,null,null,null,6686,6.9533713709018426E-5,0,9.3027933242270514E-4,0,0,0,0,0,0]
[null,null,null,null,null,null,null,null,null,6689,6.9533713709018426E-5,0,2.4616902897353811E-4,0,0,0,0,0,0]
[null,null,null,null,null,null,null,null,null,6693,1.0803327717726321E-4,0,0,0,0,0,0,0,0]
[null,null,null,null,null,null,null,null,null,6697,1.0803327717726321E-4,0,0,0,0,0,0,0,0]
[null,null,null,null,null,null,null,null,null,6700,8.1433578781021351E-5,0,0,0,0,0,0,0,0]
[null,null,null,null,null,null,null,null,null,6704,7.5133650213490377E-5,0,0,0,0,0,0,0,0]
[null,null,null,null,null,null,null,null,null,6707,6.6033753393723434E-5,0,0,0,0,0,0,0,0]
[null,null,null,null,null,null,null,null,null,6710,6.3233785141487438E-5,0,0,0,0,0,0,0,0]
[null,null,null,null,null,null,null,null,null,6711,6.183380101536946E-5,0,0,0,0,0,0,0,0]
[null,null,null,null,null,null,null,null,null,6714,5.9733824826192467E-5,0,0,0,0,0,0,0,0]
[null,null,null,null,null,null,null,null,null,6719,6.9533713709018426E-5,0,0,0,0,0,0,0,0]
[null,null,null,null,null,null,null,null,null,6722,8.003359465490336E-5,0,0,0,0,0,0,{"$f":"R6733-Q6734","v":0},{"$f":"S6733-Q6734","v":0}]
[null,null,null,null,null,null,null,null,null,6725,8.3533554970198338E-5,0,0,0,0,0,0,0,0]
[null,null,null,null,null,null,null,null,null,6729,1.0383332479890922E-4,0,0,0,0,0,0,0,0]
[null,null,null,null,null,null,null,null,null,6732,7.8633610528785355E-5,0,4.6946768461543964E-4,0,0,0,0,0,0]
[null,null,null,null,null,null,null,null,null,6735,7.5833642276549373E-5,0,0,0,0,0,0,0,0]
[null,null,null,null,null,null,null,null,null,6739,1.0173334860973222E-4,0,0,0,0,0,0,0,0]
[null,null,null,null,null,null,null,null,null,6740,1.0803327717726321E-4,0,0,0,0,0,0,0,0]
[null,null,null,null,null,null,null,null,null,6744,1.2483308669067911E-4,0,0,0,0,0,0,0,0]
[null,null,null,null,null,null,null,null,null,6747,1.0803327717726321E-4,0,0,0,0,0,0,0,0]
[null,null,null,null,null,null,null,null,null,6750,1.0383332479890922E-4,0,0,0,0,0,0,0,0]
[null,null,null,null,null,null,null,null,null,6754,9.1233467663847303E-5,0,0,0,0,0,0,0,0]
[null,null,null,null,null,null,null,null,null,6757,7.1633689898195399E-5,0,0,0,0,0,0,0,0]
[null,null,null,null,null,null,null,null,null,6760,7.6533634339608368E-5,0,0,0,0,0,0,0,0]
[null,null,null,null,null,null,null,null,null,6764,8.7033515285493316E-5,0,0,0,0,0,0,0,0]
[null,null,null,null,null,null,null,null,null,6765,8.8433499411611294E-5,0,0,0,0,0,0,0,0]
[null,null,null,null,null,null,null,null,null,6769,9.8233388294437246E-5,0,0,0,0,0,0,0,0]
[null,null,null,null,null,null,null,null,null,6772,1.0593330098808622E-4,0,0,0,0,0,0,0,0]
[null,null,null,null,null,null,null,null,null,6775,1.0383332479890922E-4,0,0,0,0,0,0,0,0]
[null,null,null,null,null,null,null,null,null,6779,1.0593330098808622E-4,0,0,0,0,0,0,0,0]
[null,null,null,null,null,null,null,null,null,6782,1.0383332479890922E-4,0,0,0,0,0,0,0,0]
[null,null,null,null,null,null,null,null,null,6785,1.0173334860973222E-4,{"$f":"K6797*$AB$10","v":0},0,{"$f":"M6797*$AB$10","v":0},{"$f":"IF(N6797>L6797,L6797,N6797)","v":0},{"$f":"IF(L6797<N6797,N6797-L6797,0)","v":0},{"$f":"L6797-N6797","v":0},0,0]
[null,null,null,null,null,null,null,null,null,6787,1.1643318193397115E-4,0,0,0,0,0,0,0,0]
[null,null,null,null,null,null,null,null,null,6790,1.1993314224926614E-4,0,0,0,0,0,0,0,0]
[null,null,null,null,null,null,null,null,null,6794,1.241330946276201E-4,0,0,0,0,0,0,0,0]
[null,null,null,null,null,null,null,null,null,6797,1.2553307875373812E-4,0,0,0,0,0,0,0,0]
[null,null,null,null,null,null,null,null,null,6800,1.2483308669067911E-4,0,0,0,0,0,0,0,0]
[null,null,null,null,null,null,null,null,null,6804,9.2633451789965294E-5,0,7.2489167280805251E-4,0,0,0,0,0,0]
[null,null,null,null,null,null,null,null,null,6806,8.6333523222434334E-5,0,1.0054165498057765E-3,0,0,0,0,0,0]
[null,null,null,null,null,null,null,null,null,6809,8.9133491474670303E-5,0,7.5994541949215734E-5,0,0,0,0,0,0]
[null,null,null,null,null,null,null,null,null,6812,1.0803327717726321E-4,0,0,0,0,0,0,0,0]
[null,null,null,null,null,null,null,null,null,6815,1.1433320574479419E-4,0,0,0,0,0,0,0,0]
[null,null,null,null,null,null,null,null,null,6819,1.3883292795185905E-4,0,0,0,0,0,0,0,0]
[null,null,null,null,null,null,null,null,null,6822,1.1923315018620715E-4,0,0,0,0,0,0,0,0]
[null,null,null,null,null,null,null,null,null,6825,1.1363321368173518E-4,0,0,0,0,0,0,0,0]
[null,null,null,null,null,null,null,null,null,6829,9.5433420042201263E-5,0,0,0,0,0,0,0,0]
[null,null,null,null,null,null,null,null,null,6831,9.4733427979142281E-5,0,0,0,0,0,0,0,0]
[null,null,null,null,null,null,null,null,null,6834,9.2633451789965294E-5,0,0,0,0,0,0,0,0]
[null,null,null,null,null,null,null,null,null,6837,9.4033435916083286E-5,0,0,0,0,0,0,0,0]
[null,null,null,null,null,null,null,null,null,6840,9.963337242055525E-5,0,0,0,0,0,0,0,0]
[null,null,null,null,null,null,null,null,null,6844,1.1293322161867618E-4,0,0,0,0,0,0,0,0]
[null,null,null,null,null,null,null,null,null,6847,1.1503319780785315E-4,0,0,0,0,0,0,0,0]
[null,null,null,null,null,null,null,null,null,6851,9.6833404168319254E-5,0,0,0,0,0,0,0,0]
[null,null,null,null,null,null,null,null,null,6852,8.7733507348552325E-5,0,2.7130392422885873E-4,0,0,0,0,0,0]
[null,null,null,null,null,null,null,null,null,6858,8.6333523222434334E-5,0,0,0,0,0,0,0,0]
[null,null,null,null,null,null,null,null,null,6859,9.0533475600788294E-5,0,0,0,0,0,0,0,0]
[null,null,null,null,null,null,null,null,null,6862,8.7733507348552325E-5,0,0,0,0,0,0,0,0]
[null,null,null,null,null,null,null,null,null,6865,8.2833562907139356E-5,0,0,0,0,0,0,0,0]
[null,null,null,null,null,null,null,null,null,6869,8.003359465490336E-5,0,0,0,0,0,0,0,0]
[null,null,null,null,null,null,null,null,null,6872,8.2133570844080333E-5,0,0,0,0,0,0,0,0]
[null,null,null,null,null,null,null,null,null,6877,7.8633610528785355E-5,0,1.8410160063645051E-4,0,0,0,0,0,0]
[null,null,null,null,null,null,null,null,null,6880,8.2833562907139356E-5,0,0,0,0,0,0,0,0]
[null,null,null,null,null,null,null,null,null,6883,8.1433578781021351E-5,0,0,0,0,0,0,0,0]
[null,null,null,null,null,null,null,null,null,6884,8.0733586717962355E-5,0,0,0,0,0,0,0,0]
[null,null,null,null,null,null,null,null,null,6887,7.303367402431339E-5,0,0,0,0,0,0,0,0]
[null,null,null,null,null,null,null,null,null,6891,9.333344385302429E-5,0,0,0,0,0,0,0,0]
[null,null,null,null,null,null,null,null,null,6894,9.6833404168319254E-5,0,0,0,0,0,0,0,0]
[null,null,null,null,null,null,null,null,null,6897,1.0243334067279125E-4,0,0,0,0,0,0,0,0]
[null,null,null,null,null,null,null,null,null,6902,8.2833562907139356E-5,0,0,0,0,0,0,0,0]
[null,null,null,null,null,null,null,null,null,6905,9.6133412105260259E-5,0,0,0,0,0,0,0,0]
[null,null,null,null,null,null,null,null,null,6908,1.1223322955561718E-4,0,0,0,0,0,0,0,0]
[null,null,null,null,null,null,null,null,null,6909,1.1713317399703015E-4,0,0,0,0,0,0,0,0]
[null,null,null,null,null,null,null,null,null,6912,1.2203311843844312E-4,0,0,0,0,0,0,0,0]
[null,null,null,null,null,null,null,null,null,6916,1.1923315018620715E-4,0,0,0,0,0,0,0,0]
[null,null,null,null,null,null,null,null,null,6919,1.2063313431232515E-4,0,0,0,0,0,0,0,0]
[null,null,null,null,null,null,null,null,null,6923,1.1013325336644018E-4,0,0,0,0,0,0,0,0]
[null,null,null,null,null,null,null,null,null,6927,9.6833404168319254E-5,0,0,0,0,0,0,0,0]
[null,null,null,null,null,null,null,null,null,6930,1.1223322955561718E-4,0,0,0,0,0,0,0,0]
[null,null,null,null,null,null,null,null,null,6933,1.2063313431232515E-4,0,0,0,0,0,0,0,0]
[null,null,null,null,null,null,null,null,null,6934,1.241330946276201E-4,0,0,0,0,0,0,0,0]
[null,null,null,null,null,null,null,null,null,6937,1.3533296763656405E-4,0,0,0,0,0,0,0,0]
[null,null,null,null,null,null,null,null,null,6941,1.3673295176268204E-4,0,0,0,0,0,0,0,0]
[null,null,null,null,null,null,null,null,null,6944,1.3813293588880004E-4,0,0,0,0,0,0,0,0]
[null,null,null,null,null,null,null,null,null,6948,9.333344385302429E-5,0,2.5657018298136158E-4,0,0,0,0,0,0]
[null,null,null,null,null,null,null,null,null,6952,8.1433578781021351E-5,0,1.2610622168163379E-4,0,0,0,0,0,0]
[null,null,null,null,null,null,null,null,null,6955,9.1933459726906285E-5,0,0,0,0,0,0,0,0]
[null,null,null,null,null,null,null,null,null,6956,9.1933459726906285E-5,0,0,0,0,0,0,0,0]
[null,null,null,null,null,null,null,null,null,6959,8.9833483537729298E-5,0,0,0,0,0,0,0,0]
[null,null,null,null,null,null,null,null,null,6962,8.8433499411611294E-5,0,0,0,0,0,0,0,0]
[null,null,null,null,null,null,null,null,null,6966,8.8433499411611294E-5,0,0,0,0,0,0,0,0]
[null,null,null,null,null,null,null,null,null,6969,8.5633531159375325E-5,0,0,0,0,0,0,0,0]
[null,null,null,null,null,null,null,null,null,6973,8.1433578781021351E-5,0,0,0,0,0,0,0,0]
[null,null,null,null,null,null,null,null,null,6977,8.7033515285493316E-5,{"$f":"K6989*$AB$10","v":0},0,{"$f":"M6989*$AB$10","v":0},{"$f":"IF(N6989>L6989,L6989,N6989)","v":0},{"$f":"IF(L6989<N6989,N6989-L6989,0)","v":0},{"$f":"L6989-N6989","v":0},0,0]
[null,null,null,null,null,null,null,null,null,6980,1.0873326924032219E-4,0,0,0,0,0,0,0,0]
[null,null,null,null,null,null,null,null,null,6981,1.2203311843844312E-4,0,0,0,0,0,0,0,0]
[null,null,null,null,null,null,null,null,null,6984,1.262330708167971E-4,0,0,0,0,0,0,0,0]
[null,null,null,null,null,null,null,null,null,6987,1.3183300732126906E-4,0,0,0,0,0,0,0,0]
[null,null,null,null,null,null,null,null,null,6990,1.3113301525821005E-4,0,0,0,0,0,0,0,0]
[null,null,null,null,null,null,null,null,null,6995,1.0383332479890922E-4,0,2.4027827787465351E-4,0,0,0,0,0,0]
[null,null,null,null,null,null,null,null,null,6998,8.1433578781021351E-5,0,3.6433587492340101E-4,0,0,0,0,0,0]
[null,null,null,null,null,null,null,null,null,7002,9.0533475600788294E-5,0,0,0,0,0,0,0,0]
[null,null,null,null,null,null,null,null,null,7005,9.2633451789965294E-5,0,0,0,0,0,0,0,0]
[null,null,null,null,null,null,null,null,null,7006,9.333344385302429E-5,0,0,0,0,0,0,0,0]
[null,null,null,null,null,null,null,null,null,7009,9.7533396231378264E-5,0,0,0,0,0,0,0,0]
[null,null,null,null,null,null,null,null,null,7015,8.3533554970198338E-5,0,0,0,0,0,0,0,0]
[null,null,null,null,null,null,null,null,null,7017,8.3533554970198338E-5,0,0,0,0,0,0,0,0]
[null,null,null,null,null,null,null,null,null,7020,8.2133570844080333E-5,0,0,0,0,0,0,0,0]
[null,null,null,null,null,null,null,null,null,7024,9.0533475600788294E-5,0,0,0,0,0,0,0,0]
[null,null,null,null,null,null,null,null,null,7027,9.6833404168319254E-5,0,0,0,0,0,0,0,0]
[null,null,null,null,null,null,null,null,null,7030,1.1153323749255818E-4,0,0,0,0,0,0,0,0]
[null,null,null,null,null,null,null,null,null,7031,1.1363321368173518E-4,0,0,0,0,0,0,0,0]
[null,null,null,null,null,null,null,null,null,7034,1.1923315018620715E-4,0,0,0,0,0,0,0,0]
[null,null,null,null,null,null,null,null,null,7040,1.262330708167971E-4,0,0,0,0,0,0,0,0]
[null,null,null,null,null,null,null,null,null,7042,1.3463297557350504E-4,0,0,0,0,0,0,{"$f":"R7053-Q7054","v":0},{"$f":"S7053-Q7054","v":0}]
[null,null,null,null,null,null,null,null,null,7045,1.0103335654667326E-4,0,4.1178371689957468E-4,0,0,0,0,0,0]
[null,null,null,null,null,null,null,null,null,7049,1.0803327717726321E-4,0,0,0,0,0,0,0,0]
[null,null,null,null,null,null,null,null,null,7052,1.3183300732126906E-4,0,0,0,0,0,0,0,0]
[null,null,null,null,null,null,null,null,null,7055,1.2973303113209209E-4,0,0,0,0,0,0,0,0]
[null,null,null,null,null,null,null,null,null,7056,1.304330231951511E-4,0,0,0,0,0,0,0,0]
[null,null,null,null,null,null,null,null,null,7061,1.2273311050150213E-4,0,0,0,0,0,0,0,0]
[null,null,null,null,null,null,null,null,null,7064,1.3533296763656405E-4,0,0,0,0,0,0,0,0]
[null,null,null,null,null,null,null,null,null,7067,1.2203311843844312E-4,0,0,0,0,0,0,0,0]
[null,null,null,null,null,null,null,null,null,7070,1.2273311050150213E-4,0,7.8955732992166483E-4,0,0,0,0,0,0]
[null,null,null,null,null,null,null,null,null,7074,1.2973303113209209E-4,0,0,0,0,0,0,0,0]
[null,null,null,null,null,null,null,null,null,7077,1.4513285651938999E-4,0,0,0,0,0,0,0,0]
[null,null,null,null,null,null,null,null,null,7080,1.4583284858244903E-4,0,0,0,0,0,0,0,0]
[null,null,null,null,null,null,null,null,null,7082,1.4443286445633098E-4,0,0,0,0,0,0,0,0]
[null,null,null,null,null,null,null,null,null,7085,1.5143278508692097E-4,0,0,0,0,0,0,0,0]
[null,null,null,null,null,null,null,null,null,7089,1.5773271365445191E-4,0,0,0,0,0,0,0,0]
[null,null,null,null,null,null,null,null,null,7092,1.2483308669067911E-4,0,5.6896979632451762E-4,0,0,0,0,0,0]
[null,null,null,null,null,null,null,null,null,7095,1.2203311843844312E-4,0,2.9034279615528733E-4,0,0,0,0,0,0]
[null,null,null,null,null,null,null,null,null,7099,1.3323299144738705E-4,0,0,0,0,0,0,0,0]
[null,null,null,null,null,null,null,null,null,7102,1.4233288826715404E-4,0,0,0,0,0,0,0,0]
[null,null,null,null,null,null,null,null,null,7105,1.4723283270856699E-4,{"$f":"K7117*$AB$10","v":0},0,{"$f":"M7117*$AB$10","v":0},{"$f":"IF(N7117>L7117,L7117,N7117)","v":0},{"$f":"IF(L7117<N7117,N7117-L7117,0)","v":0},{"$f":"L7117-N7117","v":0},0,0]
[null,null,null,null,null,null,null,null,null,7107,1.5143278508692097E-4,0,0,0,0,0,0,0,0]
[null,null,null,null,null,null,null,null,null,7110,1.5983268984362891E-4,0,0,0,0,0,0,0,0]
[null,null,null,null,null,null,null,null,null,7114,1.605326819066879E-4,0,0,0,0,0,0,0,0]
[null,null,null,null,null,null,null,null,null,7117,1.3323299144738705E-4,0,4.187814928396646E-4,0,0,0,0,0,0]
[null,null,null,null,null,null,null,null,null,7120,1.1643318193397115E-4,0,0,0,0,0,0,0,0]
[null,null,null,null,null,null,null,null,null,7124,1.4863281683468498E-4,0,0,0,0,0,0,0,0]
[null,null,null,null,null,null,null,null,null,7127,1.5983268984362891E-4,0,0,0,0,0,0,0,0]
[null,null,null,null,null,null,null,null,null,7128,1.6613261841115989E-4,0,0,0,0,0,0,0,0]
[null,null,null,null,null,null,null,null,null,7132,1.7733249142010382E-4,0,0,0,0,0,0,0,0]
[null,null,null,null,null,null,null,null,null,7135,1.7173255491563185E-4,0,0,0,0,0,0,0,0]
[null,null,null,null,null,null,null,null,null,7139,1.4233288826715404E-4,0,4.935454522440203E-4,0,0,0,0,0,0]
[null,null,null,null,null,null,null,null,null,7142,1.1573318987091218E-4,0,6.3401217747384604E-4,0,0,0,0,0,0]
[null,null,null,null,null,null,null,null,null,7145,1.3393298351044606E-4,0,0,0,0,0,0,0,0]
[null,null,null,null,null,null,null,null,null,7149,1.7453252316786783E-4,0,0,0,0,0,0,0,0]
[null,null,null,null,null,null,null,null,null,7152,1.8013245967233983E-4,0,0,0,0,0,0,0,0]
[null,null,null,null,null,null,null,null,null,7153,1.2973303113209209E-4,0,0,0,0,0,0,0,0]
[null,null,null,null,null,null,null,null,null,7157,1.2483308669067911E-4,0,0,0,0,0,0,0,0]
[null,null,null,null,null,null,null,null,null,7160,1.3323299144738705E-4,0,0,0,0,0,0,0,0]
[null,null,null,null,null,null,null,null,null,7164,1.0243334067279125E-4,0,0,0,0,0,0,0,0]
[null,null,null,null,null,null,null,null,null,7167,9.333344385302429E-5,0,0,0,0,0,0,0,0]
[null,null,null,null,null,null,null,null,null,7171,1.1643318193397115E-4,0,0,0,0,0,0,0,0]
[null,null,null,null,null,null,null,null,null,7174,1.4093290414103602E-4,0,0,0,0,0,0,0,0]
[null,null,null,null,null,null,null,null,null,7178,1.1573318987091218E-4,0,0,0,0,0,0,0,0]
[null,null,null,null,null,null,null,null,null,7179,1.1363321368173518E-4,0,0,0,0,0,0,0,0]
[null,null,null,null,null,null,null,null,null,7182,1.1993314224926614E-4,0,0,0,0,0,0,0,0]
[null,null,null,null,null,null,null,null,null,7185,1.1083324542949919E-4,0,0,0,0,0,0,0,0]
[null,null,null,null,null,null,null,null,null,7189,1.0523330892502722E-4,0,0,0,0,0,0,0,0]
[null,null,null,null,null,null,null,null,null,7192,9.1933459726906285E-5,0,0,0,0,0,0,0,0]
[null,null,null,null,null,null,null,null,null,7196,9.2633451789965294E-5,0,0,0,0,0,0,0,0]
[null,null,null,null,null,null,null,null,null,7199,9.4733427979142281E-5,0,0,0,0,0,0,0,0]
[null,null,null,null,null,null,null,null,null,7203,9.0533475600788294E-5,0,0,0,0,0,0,0,0]
[null,null,null,null,null,null,null,null,null,7204,8.8433499411611294E-5,0,0,0,0,0,0,0,0]
[null,null,null,null,null,null,null,null,null,7207,9.963337242055525E-5,0,0,0,0,0,0,0,0]
[null,null,null,null,null,null,null,null,null,7210,9.8233388294437246E-5,0,4.8403454622623981E-5,0,0,0,0,0,0]
[null,null,null,null,null,null,null,null,null,7214,9.5433420042201263E-5,0,4.6075406302524057E-5,0,0,0,0,0,0]
[null,null,null,null,null,null,null,null,null,7217,1.1363321368173518E-4,0,0,0,0,0,0,0,0]
[null,null,null,null,null,null,null,null,null,7221,1.1783316606008915E-4,0,0,0,0,0,0,0,0]
[null,null,null,null,null,null,null,null,null,7224,1.1923315018620715E-4,0,0,0,0,0,0,0,0]
[null,null,null,null,null,null,null,null,null,7228,1.1363321368173518E-4,0,0,0,0,0,0,0,0]
[null,null,null,null,null,null,null,null,null,7229,1.1223322955561718E-4,0,0,0,0,0,0,0,0]
[null,null,null,null,null,null,null,null,null,7232,1.1153323749255818E-4,0,0,0,0,0,0,0,0]
[null,null,null,null,null,null,null,null,null,7236,1.0033336448361425E-4,0,0,0,0,0,0,0,0]
[null,null,null,null,null,null,null,null,null,7239,9.7533396231378264E-5,0,0,0,0,0,0,0,0]
[null,null,null,null,null,null,null,null,null,7242,1.0803327717726321E-4,0,0,0,0,0,0,0,0]
[null,null,null,null,null,null,null,null,null,7245,1.0803327717726321E-4,0,0,0,0,0,0,0,0]
[null,null,null,null,null,null,null,null,null,7250,9.0533475600788294E-5,0,0,0,0,0,0,0,0]
[null,null,null,null,null,null,null,null,null,7253,8.8433499411611294E-5,0,0,0,0,0,0,0,0]
[null,null,null,null,null,null,null,null,null,7254,9.1233467663847303E-5,0,0,0,0,0,0,0,0]
[null,null,null,null,null,null,null,null,null,7257,9.5433420042201263E-5,0,0,0,0,0,0,0,0]
[null,null,null,null,null,null,null,null,null,7261,1.0873326924032219E-4,0,5.181172490570055E-4,0,0,0,0,0,0]
[null,null,null,null,null,null,null,null,null,7264,1.0523330892502722E-4,0,0,0,0,0,0,0,0]
[null,null,null,null,null,null,null,null,null,7266,1.1363321368173518E-4,0,0,0,0,0,0,0,0]
[null,null,null,null,null,null,null,null,null,7272,1.2133312637538414E-4,0,0,0,0,0,0,0,0]
[null,null,null,null,null,null,null,null,null,7275,1.2063313431232515E-4,0,0,0,0,0,0,0,0]
[null,null,null,null,null,null,null,null,null,7278,1.262330708167971E-4,0,0,0,0,0,0,0,0]
[null,null,null,null,null,null,null,null,null,7279,1.283330470059741E-4,0,0,0,0,0,0,0,0]
[null,null,null,null,null,null,null,null,null,7282,1.241330946276201E-4,0,1.1306300287004784E-4,0,0,0,0,0,0]
[null,null,null,null,null,null,null,null,null,7286,1.1433320574479419E-4,0,6.1146597809271386E-4,0,0,0,0,0,0]
[null,null,null,null,null,null,null,null,null,7289,1.3953292001491803E-4,0,0,0,0,0,0,0,0]
[null,null,null,null,null,null,null,null,null,7291,1.5003280096080297E-4,0,0,0,0,0,0,0,0]
[null,null,null,null,null,null,null,null,null,7297,1.7453252316786783E-4,{"$f":"K7309*$AB$10","v":0},0,{"$f":"M7309*$AB$10","v":0},{"$f":"IF(N7309>L7309,L7309,N7309)","v":0},{"$f":"IF(L7309<N7309,N7309-L7309,0)","v":0},{"$f":"L7309-N7309","v":0},0,0]
[null,null,null,null,null,null,null,null,null,7300,1.7943246760928082E-4,0,0,0,0,0,0,0,0]
[null,null,null,null,null,null,null,null,null,7301,1.8013245967233983E-4,0,0,0,0,0,0,0,0]
[null,null,null,null,null,null,null,null,null,7304,1.8573239617681176E-4,0,0,0,0,0,0,0,0]
[null,null,null,null,null,null,null,null,null,7307,1.4373287239327203E-4,0,5.4171568730848119E-4,0,0,0,0,0,0]
[null,null,null,null,null,null,null,null,null,7311,1.2273311050150213E-4,0,2.894884306471801E-4,0,0,0,0,0,0]
[null,null,null,null,null,null,null,null,null,7316,1.6963257872645488E-4,0,0,0,0,0,0,0,0]
[null,null,null,null,null,null,null,null,null,7318,1.7733249142010382E-4,0,0,0,0,0,0,0,0]
[null,null,null,null,null,null,null,null,null,7322,1.8503240411375276E-4,0,0,0,0,0,0,0,0]
[null,null,null,null,null,null,null,null,null,7325,1.8923235649210676E-4,0,0,0,0,0,0,0,0]
[null,null,null,null,null,null,null,null,null,7326,1.8783237236598876E-4,0,0,0,0,0,0,0,0]
[null,null,null,null,null,null,null,null,null,7329,1.8223243586151677E-4,0,0,0,0,0,0,0,0]
[null,null,null,null,null,null,null,null,null,7332,1.3883292795185905E-4,0,6.2317456629090847E-4,0,0,0,0,0,0]
[null,null,null,null,null,null,null,null,null,7337,1.4513285651938999E-4,0,0,0,0,0,0,0,0]
[null,null,null,null,null,null,null,null,null,7340,1.5423275333915695E-4,0,0,0,0,0,0,0,0]
[null,null,null,null,null,null,null,null,null,7344,1.4723283270856699E-4,0,0,0,0,0,0,0,0]
[null,null,null,null,null,null,null,null,null,7347,1.4653284064550798E-4,0,0,0,0,0,0,0,0]
[null,null,null,null,null,null,null,null,null,7350,1.5703272159139296E-4,0,0,0,0,0,0,0,0]
[null,null,null,null,null,null,null,null,null,7351,1.5703272159139296E-4,0,0,0,0,0,0,0,0]
[null,null,null,null,null,null,null,null,null,7354,1.5773271365445191E-4,0,0,0,0,0,0,0,0]
[null,null,null,null,null,null,null,null,null,7357,1.5143278508692097E-4,0,0,0,0,0,0,0,0]
[null,null,null,null,null,null,null,null,null,7362,1.5283276921303896E-4,0,0,0,0,0,0,{"$f":"R7373-Q7374","v":0},{"$f":"S7373-Q7374","v":0}]
[null,null,null,null,null,null,null,null,null,7365,1.5423275333915695E-4,0,0,0,0,0,0,0,0]
[null,null,null,null,null,null,null,null,null,7369,1.5773271365445191E-4,0,0,0,0,0,0,0,0]
[null,null,null,null,null,null,null,null,null,7372,1.612326739697469E-4,0,0,0,0,0,0,0,0]
[null,null,null,null,null,null,null,null,null,7375,1.626326580958649E-4,0,0,0,0,0,0,0,0]
[null,null,null,null,null,null,null,null,null,7376,1.6193266603280591E-4,0,0,0,0,0,0,0,0]
[null,null,null,null,null,null,null,null,null,7379,1.5353276127609797E-4,0,0,0,0,0,0,0,0]
[null,null,null,null,null,null,null,null,null,7383,1.4443286445633098E-4,0,0,0,0,0,0,0,0]
[null,null,null,null,null,null,null,null,null,7387,1.5703272159139296E-4,0,0,0,0,0,0,0,0]
[null,null,null,null,null,null,null,null,null,7390,1.5843270571751092E-4,0,0,0,0,0,0,0,0]
[null,null,null,null,null,null,null,null,null,7394,1.6823259460033689E-4,0,0,0,0,0,0,0,0]
[null,null,null,null,null,null,null,null,null,7397,1.6193266603280591E-4,0,0,0,0,0,0,0,0]
[null,null,null,null,null,null,null,null,null,7400,1.5773271365445191E-4,0,0,0,0,0,0,0,0]
[null,null,null,null,null,null,null,null,null,7401,1.5143278508692097E-4,0,0,0,0,0,0,0,0]
[null,null,null,null,null,null,null,null,null,7404,1.2903303906903311E-4,0,0,0,0,0,0,0,0]
[null,null,null,null,null,null,null,null,null,7409,1.3183300732126906E-4,0,0,0,0,0,0,0,0]
[null,null,null,null,null,null,null,null,null,7412,1.4443286445633098E-4,0,0,0,0,0,0,0,0]
[null,null,null,null,null,null,null,null,null,7415,1.4093290414103602E-4,0,0,0,0,0,0,0,0]
[null,null,null,null,null,null,null,null,null,7419,1.2133312637538414E-4,0,0,0,0,0,0,0,0]
[null,null,null,null,null,null,null,null,null,7422,1.1433320574479419E-4,0,0,0,0,0,0,0,0]
[null,null,null,null,null,null,null,null,null,7425,1.1573318987091218E-4,{"$f":"K7437*$AB$10","v":0},0,{"$f":"M7437*$AB$10","v":0},{"$f":"IF(N7437>L7437,L7437,N7437)","v":0},{"$f":"IF(L7437<N7437,N7437-L7437,0)","v":0},{"$f":"L7437-N7437","v":0},0,0]
[null,null,null,null,null,null,null,null,null,7426,1.1083324542949919E-4,0,0,0,0,0,0,{"$f":"R7437-Q7438","v":0},{"$f":"S7437-Q7438","v":0}]
[null,null,null,null,null,null,null,null,null,7429,1.0733328511420422E-4,0,0,0,0,0,0,0,0]
[null,null,null,null,null,null,null,null,null,7434,1.0733328511420422E-4,0,0,0,0,0,0,0,0]
[null,null,null,null,null,null,null,null,null,7437,1.1433320574479419E-4,0,0,0,0,0,0,0,0]
[null,null,null,null,null,null,null,null,null,7440,1.1153323749255818E-4,0,0,0,0,0,0,0,0]
[null,null,null,null,null,null,null,null,null,7444,1.1293322161867618E-4,0,0,0,0,0,0,0,0]
[null,null,null,null,null,null,null,null,null,7447,1.1363321368173518E-4,0,0,0,0,0,0,0,0]
[null,null,null,null,null,null,null,null,null,7448,1.1433320574479419E-4,0,0,0,0,0,0,0,0]
[null,null,null,null,null,null,null,null,null,7454,1.0243334067279125E-4,0,5.1594320386496543E-4,0,0,0,0,0,0]
[null,null,null,null,null,null,null,null,null,7455,1.0103335654667326E-4,0,1.7419465541671083E-4,0,0,0,0,0,0]
[null,null,null,null,null,null,null,null,null,7459,1.1363321368173518E-4,0,0,0,0,0,0,0,0]
[null,null,null,null,null,null,null,null,null,7462,1.241330946276201E-4,0,0,0,0,0,0,0,0]
[null,null,null,null,null,null,null,null,null,7465,1.2973303113209209E-4,0,0,0,0,0,0,0,0]
[null,null,null,null,null,null,null,null,null,7469,1.3813293588880004E-4,0,0,0,0,0,0,0,0]
[null,null,null,null,null,null,null,null,null,7472,1.3323299144738705E-4,0,0,0,0,0,0,0,0]
[null,null,null,null,null,null,null,null,null,7475,1.2763305494291509E-4,0,0,0,0,0,0,0,0]
[null,null,null,null,null,null,null,null,null,7477,1.1923315018620715E-4,0,0,0,0,0,0,0,0]
[null,null,null,null,null,null,null,null,null,7480,1.1643318193397115E-4,0,0,0,0,0,0,0,0]
[null,null,null,null,null,null,null,null,null,7484,1.2273311050150213E-4,0,0,0,0,0,0,0,0]
[null,null,null,null,null,null,null,null,null,7487,1.2273311050150213E-4,0,0,0,0,0,0,0,0]
[null,null,null,null,null,null,null,null,null,7490,1.241330946276201E-4,0,0,0,0,0,0,{"$f":"R7501-Q7502","v":0},{"$f":"S7501-Q7502","v":0}]
[null,null,null,null,null,null,null,null,null,7494,1.2763305494291509E-4,0,0,0,0,0,0,0,0]
[null,null,null,null,null,null,null,null,null,7497,1.262330708167971E-4,0,0,0,0,0,0,0,0]
[null,null,null,null,null,null,null,null,null,7500,1.1853315812314815E-4,0,6.2312356955360507E-4,0,0,0,0,0,0]
[null,null,null,null,null,null,null,null,null,7502,1.0943326130338119E-4,0,4.3755040136549345E-4,0,0,0,0,0,0]
[null,null,null,null,null,null,null,null,null,7505,1.3813293588880004E-4,0,0,0,0,0,0,0,0]
[null,null,null,null,null,null,null,null,null,7509,1.591326977805699E-4,0,0,0,0,0,0,0,0]
[null,null,null,null,null,null,null,null,null,7512,1.668326104742189E-4,0,0,0,0,0,0,0,0]
[null,null,null,null,null,null,null,null,null,7516,1.7873247554622181E-4,0,0,0,0,0,0,0,0]
[null,null,null,null,null,null,null,null,null,7519,1.8503240411375276E-4,0,0,0,0,0,0,0,0]
[null,null,null,null,null,null,null,null,null,7521,1.9063234061822475E-4,0,0,0,0,0,0,0,0]
[null,null,null,null,null,null,null,null,null,7524,1.325329993843281E-4,0,2.4568620326419335E-4,0,0,0,0,0,0]
[null,null,null,null,null,null,null,null,null,7527,1.2973303113209209E-4,0,0,0,0,0,0,0,0]
[null,null,null,null,null,null,null,null,null,7530,1.5213277714997998E-4,0,0,0,0,0,0,0,0]
[null,null,null,null,null,null,null,null,null,7534,1.6403264222198289E-4,0,0,0,0,0,0,0,0]
[null,null,null,null,null,null,null,null,null,7537,1.6753260253727788E-4,0,0,0,0,0,0,0,0]
[null,null,null,null,null,null,null,null,null,7541,1.5773271365445191E-4,0,0,0,0,0,0,0,0]
[null,null,null,null,null,null,null,null,null,7544,1.6613261841115989E-4,0,0,0,0,0,0,0,0]
[null,null,null,null,null,null,null,null,null,7546,1.5843270571751092E-4,0,0,0,0,0,0,0,0]
[null,null,null,null,null,null,null,null,null,7549,1.4163289620409503E-4,0,0,0,0,0,0,0,0]
[null,null,null,null,null,null,null,null,null,7552,1.4023291207797704E-4,0,0,0,0,0,0,0,0]
[null,null,null,null,null,null,null,null,null,7555,1.4373287239327203E-4,0,0,0,0,0,0,0,0]
[null,null,null,null,null,null,null,null,null,7559,1.4093290414103602E-4,0,0,0,0,0,0,0,0]
[null,null,null,null,null,null,null,null,null,7562,1.4373287239327203E-4,0,0,0,0,0,0,0,0]
[null,null,null,null,null,null,null,null,null,7566,1.4863281683468498E-4,0,0,0,0,0,0,0,0]
[null,null,null,null,null,null,null,null,null,7567,1.4653284064550798E-4,0,0,0,0,0,0,0,0]
[null,null,null,null,null,null,null,null,null,7573,1.4303288033021302E-4,0,0,0,0,0,0,0,0]
[null,null,null,null,null,null,null,null,null,7574,1.4233288826715404E-4,0,0,0,0,0,0,0,0]
[null,null,null,null,null,null,null,null,null,7577,1.4583284858244903E-4,0,0,0,0,0,0,0,0]
[null,null,null,null,null,null,null,null,null,7581,1.4513285651938999E-4,0,0,0,0,0,0,0,0]
[null,null,null,null,null,null,null,null,null,7584,1.4443286445633098E-4,0,0,0,0,0,0,0,0]
[null,null,null,null,null,null,null,null,null,7587,1.4513285651938999E-4,0,0,0,0,0,0,0,0]
[null,null,null,null,null,null,null,null,null,7592,1.5283276921303896E-4,0,0,0,0,0,0,0,0]
[null,null,null,null,null,null,null,null,null,7595,1.5353276127609797E-4,0,0,0,0,0,0,0,0]
[null,null,null,null,null,null,null,null,null,7598,1.5493274540221596E-4,0,0,0,0,0,0,0,0]
[null,null,null,null,null,null,null,null,null,7599,1.5493274540221596E-4,0,0,0,0,0,0,0,0]
[null,null,null,null,null,null,null,null,null,7602,1.6333265015892391E-4,0,0,0,0,0,0,0,0]
[null,null,null,null,null,null,null,null,null,7606,1.6193266603280591E-4,0,0,0,0,0,0,0,0]
[null,null,null,null,null,null,null,null,null,7609,1.6193266603280591E-4,0,0,0,0,0,0,0,0]
[null,null,null,null,null,null,null,null,null,7612,1.6333265015892391E-4,0,0,0,0,0,0,0,0]
[null,null,null,null,null,null,null,null,null,7617,1.6403264222198289E-4,{"$f":"K7629*$AB$10","v":0},0,{"$f":"M7629*$AB$10","v":0},{"$f":"IF(N7629>L7629,L7629,N7629)","v":0},{"$f":"IF(L7629<N7629,N7629-L7629,0)","v":0},{"$f":"L7629-N7629","v":0},0,0]
[null,null,null,null,null,null,null,null,null,7620,1.626326580958649E-4,0,0,0,0,0,0,0,0]
[null,null,null,null,null,null,null,null,null,7621,1.612326739697469E-4,0,0,0,0,0,0,0,0]
[null,null,null,null,null,null,null,null,null,7624,1.5773271365445191E-4,0,0,0,0,0,0,0,0]
[null,null,null,null,null,null,null,null,null,7627,1.591326977805699E-4,0,0,0,0,0,0,0,0]
[null,null,null,null,null,null,null,null,null,7631,1.5703272159139296E-4,0,0,0,0,0,0,0,0]
[null,null,null,null,null,null,null,null,null,7634,1.5143278508692097E-4,0,0,0,0,0,0,0,0]
[null,null,null,null,null,null,null,null,null,7638,1.5213277714997998E-4,0,0,0,0,0,0,0,0]
[null,null,null,null,null,null,null,null,null,7642,1.4303288033021302E-4,0,0,0,0,0,0,0,0]
[null,null,null,null,null,null,null,null,null,7645,1.325329993843281E-4,0,0,0,0,0,0,0,0]
[null,null,null,null,null,null,null,null,null,7646,1.3183300732126906E-4,0,0,0,0,0,0,0,0]
[null,null,null,null,null,null,null,null,null,7649,1.4093290414103602E-4,0,0,0,0,0,0,0,0]
[null,null,null,null,null,null,null,null,null,7652,1.4233288826715404E-4,0,0,0,0,0,0,0,0]
[null,null,null,null,null,null,null,null,null,7656,1.4373287239327203E-4,0,0,0,0,0,0,0,0]
[null,null,null,null,null,null,null,null,null,7659,1.4653284064550798E-4,0,0,0,0,0,0,0,0]
[null,null,null,null,null,null,null,null,null,7663,1.5073279302386196E-4,0,0,0,0,0,0,0,0]
[null,null,null,null,null,null,null,null,null,7667,1.5143278508692097E-4,0,0,0,0,0,0,0,0]
[null,null,null,null,null,null,null,null,null,7670,1.5283276921303896E-4,0,0,0,0,0,0,0,0]
[null,null,null,null,null,null,null,null,null,7671,1.5353276127609797E-4,0,0,0,0,0,0,0,0]
[null,null,null,null,null,null,null,null,null,7674,1.5493274540221596E-4,0,0,0,0,0,0,0,0]
[null,null,null,null,null,null,null,null,null,7677,1.5563273746527491E-4,0,0,0,0,0,0,0,0]
[null,null,null,null,null,null,null,null,null,7681,1.5493274540221596E-4,{"$f":"K7693*$AB$10","v":0},0,{"$f":"M7693*$AB$10","v":0},{"$f":"IF(N7693>L7693,L7693,N7693)","v":0},{"$f":"IF(L7693<N7693,N7693-L7693,0)","v":0},{"$f":"L7693-N7693","v":0},0,0]
[null,null,null,null,null,null,null,null,null,7684,1.647326342850419E-4,0,0,0,0,0,0,0,0]
[null,null,null,null,null,null,null,null,null,7689,1.6543262634810091E-4,0,0,0,0,0,0,0,0]
[null,null,null,null,null,null,null,null,null,7692,1.6543262634810091E-4,0,0,0,0,0,0,0,0]
[null,null,null,null,null,null,null,null,null,7695,1.6753260253727788E-4,0,0,0,0,0,0,0,0]
[null,null,null,null,null,null,null,null,null,7696,1.6963257872645488E-4,0,0,0,0,0,0,0,0]
[null,null,null,null,null,null,null,null,null,7699,1.7313253904174984E-4,0,0,0,0,0,0,0,0]
[null,null,null,null,null,null,null,null,null,7702,1.7243254697869089E-4,0,0,0,0,0,0,0,0]
[null,null,null,null,null,null,null,null,null,7705,1.7523251523092684E-4,0,0,0,0,0,0,0,0]
[null,null,null,null,null,null,null,null,null,7710,1.8153244379845782E-4,0,0,0,0,0,0,0,0]
[null,null,null,null,null,null,null,null,null,7714,1.8503240411375276E-4,0,0,0,0,0,0,0,0]
[null,null,null,null,null,null,null,null,null,7717,1.8013245967233983E-4,0,0,0,0,0,0,0,0]
[null,null,null,null,null,null,null,null,null,7720,1.8643238823987077E-4,0,0,0,0,0,0,0,0]
[null,null,null,null,null,null,null,null,null,7721,1.9063234061822475E-4,0,0,0,0,0,0,0,0]
[null,null,null,null,null,null,null,null,null,7724,1.8713238030292976E-4,0,0,0,0,0,0,0,0]
[null,null,null,null,null,null,null,null,null,7730,1.8573239617681176E-4,0,0,0,0,0,0,0,0]
[null,null,null,null,null,null,null,null,null,7732,1.8573239617681176E-4,0,0,0,0,0,0,0,0]
[null,null,null,null,null,null,null,null,null,7735,1.8573239617681176E-4,0,0,0,0,0,0,0,0]
[null,null,null,null,null,null,null,null,null,7739,1.8293242792457581E-4,0,0,0,0,0,0,0,0]
[null,null,null,null,null,null,null,null,null,7742,1.8363241998763476E-4,0,1.0805527327913305E-4,0,0,0,0,0,0]
[null,null,null,null,null,null,null,null,null,7745,1.8783237236598876E-4,{"$f":"K7757*$AB$10","v":0},0,{"$f":"M7757*$AB$10","v":0},{"$f":"IF(N7757>L7757,L7757,N7757)","v":0},{"$f":"IF(L7757<N7757,N7757-L7757,0)","v":0},{"$f":"L7757-N7757","v":0},0,0]
[null,null,null,null,null,null,null,null,null,7746,1.9063234061822475E-4,0,0,0,0,0,0,{"$f":"R7757-Q7758","v":0},{"$f":"S7757-Q7758","v":0}]
[null,null,null,null,null,null,null,null,null,7749,1.9203232474434274E-4,0,0,0,0,0,0,0,0]
[null,null,null,null,null,null,null,null,null,7755,2.0743215013164067E-4,0,0,0,0,0,0,0,0]
[null,null,null,null,null,null,null,null,null,7757,2.1443207076223063E-4,0,0,0,0,0,0,0,0]
[null,null,null,null,null,null,null,null,null,7760,2.1373207869917162E-4,0,0,0,0,0,0,0,0]
[null,null,null,null,null,null,null,null,null,7764,1.9903224537493269E-4,0,3.0718381114641337E-4,0,0,0,0,0,0]
[null,null,null,null,null,null,null,null,null,7767,1.9833225331187371E-4,0,0,0,0,0,0,0,0]
[null,null,null,null,null,null,null,null,null,7770,2.0043222950105071E-4,0,0,0,0,0,0,0,0]
[null,null,null,null,null,null,null,null,null,7771,2.0043222950105071E-4,0,0,0,0,0,0,0,0]
[null,null,null,null,null,null,null,null,null,7776,1.9273231680740175E-4,0,0,0,0,0,0,0,0]
[null,null,null,null,null,null,null,null,null,7779,1.8783237236598876E-4,0,0,0,0,0,0,0,0]
[null,null,null,null,null,null,null,null,null,7782,1.8923235649210676E-4,0,0,0,0,0,0,0,0]
[null,null,null,null,null,null,null,null,null,7785,1.9133233268128376E-4,0,0,0,0,0,0,0,0]
[null,null,null,null,null,null,null,null,null,7789,1.8643238823987077E-4,0,0,0,0,0,0,0,0]
[null,null,null,null,null,null,null,null,null,7792,1.8783237236598876E-4,0,0,0,0,0,0,0,0]
[null,null,null,null,null,null,null,null,null,7793,1.8783237236598876E-4,0,0,0,0,0,0,0,0]
[null,null,null,null,null,null,null,null,null,7797,1.8923235649210676E-4,0,0,0,0,0,0,0,0]
[null,null,null,null,null,null,null,null,null,7800,1.9063234061822475E-4,0,0,0,0,0,0,0,0]
[null,null,null,null,null,null,null,null,null,7804,1.9623227712269674E-4,0,0,0,0,0,0,0,0]
[null,null,null,null,null,null,null,null,null,7807,2.011322215641097E-4,0,0,0,0,0,0,0,0]
[null,null,null,null,null,null,null,null,null,7810,2.0463218187940469E-4,0,0,0,0,0,0,{"$f":"R7821-Q7822","v":0},{"$f":"S7821-Q7822","v":0}]
[null,null,null,null,null,null,null,null,null,7814,1.8783237236598876E-4,0,0,0,0,0,0,0,0]
[null,null,null,null,null,null,null,null,null,7817,1.8713238030292976E-4,0,0,0,0,0,0,0,0]
[null,null,null,null,null,null,null,null,null,7818,1.8783237236598876E-4,0,0,0,0,0,0,0,0]
[null,null,null,null,null,null,null,null,null,7822,1.8223243586151677E-4,0,0,0,0,0,0,0,0]
[null,null,null,null,null,null,null,null,null,7825,1.7663249935704484E-4,0,0,0,0,0,0,0,0]
[null,null,null,null,null,null,null,null,null,7829,1.7383253110480885E-4,0,0,0,0,0,0,0,0]
[null,null,null,null,null,null,null,null,null,7832,1.7733249142010382E-4,0,0,0,0,0,0,0,0]
[null,null,null,null,null,null,null,null,null,7835,1.8503240411375276E-4,0,0,0,0,0,0,0,0]
[null,null,null,null,null,null,null,null,null,7839,1.8993234855516577E-4,0,0,0,0,0,0,0,0]
[null,null,null,null,null,null,null,null,null,7842,1.955322850596377E-4,0,0,0,0,0,0,0,0]
[null,null,null,null,null,null,null,null,null,7843,1.997322374379917E-4,0,0,0,0,0,0,0,0]
[null,null,null,null,null,null,null,null,null,7847,2.0253220569022769E-4,0,0,0,0,0,0,0,0]
[null,null,null,null,null,null,null,null,null,7850,2.1023211838387662E-4,0,0,0,0,0,0,0,0]
[null,null,null,null,null,null,null,null,null,7854,2.0883213425775863E-4,0,0,0,0,0,0,0,0]
[null,null,null,null,null,null,null,null,null,7857,2.2983189614952853E-4,0,0,0,0,0,0,0,0]
[null,null,null,null,null,null,null,null,null,7861,2.0743215013164067E-4,0,3.125999801287157E-4,0,0,0,0,0,0]
[null,null,null,null,null,null,null,null,null,7864,2.1793203107752562E-4,0,0,0,0,0,0,0,0]
[null,null,null,null,null,null,null,null,null,7868,2.2913190408646955E-4,0,0,0,0,0,0,0,0]
[null,null,null,null,null,null,null,null,null,7869,2.2493195170811555E-4,0,0,0,0,0,0,0,0]
[null,null,null,null,null,null,null,null,null,7872,2.2843191202341054E-4,0,0,0,0,0,0,0,0]
[null,null,null,null,null,null,null,null,null,7875,1.7313253904174984E-4,0,0,0,0,0,0,0,0]
[null,null,null,null,null,null,null,null,null,7879,1.9623227712269674E-4,0,0,0,0,0,0,0,0]
[null,null,null,null,null,null,null,null,null,7882,1.7593250729398583E-4,0,0,0,0,0,0,0,0]
[null,null,null,null,null,null,null,null,null,7886,1.4093290414103602E-4,0,4.6790084387958024E-4,0,0,0,0,0,0]
[null,null,null,null,null,null,null,null,null,7889,1.647326342850419E-4,0,0,0,0,0,0,0,0]
[null,null,null,null,null,null,null,null,null,7893,1.9833225331187371E-4,0,0,0,0,0,0,0,0]
[null,null,null,null,null,null,null,null,null,7894,1.9903224537493269E-4,0,0,0,0,0,0,0,0]
[null,null,null,null,null,null,null,null,null,7897,2.0533217394246367E-4,0,0,0,0,0,0,0,0]
[null,null,null,null,null,null,null,null,null,7901,2.0463218187940469E-4,0,0,0,0,0,0,0,0]
[null,null,null,null,null,null,null,null,null,7904,1.8503240411375276E-4,0,0,0,0,0,0,0,0]
[null,null,null,null,null,null,null,null,null,7907,1.7383253110480885E-4,0,8.2018130192756031E-5,0,0,0,0,0,0]
[null,null,null,null,null,null,null,null,null,7911,1.5703272159139296E-4,0,0,0,0,0,0,0,0]
[null,null,null,null,null,null,null,null,null,7914,1.7103256285257284E-4,0,0,0,0,0,0,0,0]
[null,null,null,null,null,null,null,null,null,7918,1.7383253110480885E-4,0,0,0,0,0,0,0,0]
[null,null,null,null,null,null,null,null,null,7919,1.7593250729398583E-4,0,0,0,0,0,0,0,0]
[null,null,null,null,null,null,null,null,null,7922,1.6823259460033689E-4,0,0,0,0,0,0,0,0]
[null,null,null,null,null,null,null,null,null,7926,1.5633272952833395E-4,0,0,0,0,0,0,0,0]
[null,null,null,null,null,null,null,null,null,7929,1.4583284858244903E-4,0,0,0,0,0,0,0,0]
[null,null,null,null,null,null,null,null,null,7932,1.3673295176268204E-4,0,0,0,0,0,0,0,0]
[null,null,null,null,null,null,null,null,null,7936,1.3883292795185905E-4,0,0,0,0,0,0,0,0]
[null,null,null,null,null,null,null,null,null,7939,1.3603295969962304E-4,0,0,0,0,0,0,0,0]
[null,null,null,null,null,null,null,null,null,7943,1.2973303113209209E-4,0,0,0,0,0,0,0,0]
[null,null,null,null,null,null,null,null,null,7944,1.283330470059741E-4,0,0,0,0,0,0,0,0]
[null,null,null,null,null,null,null,null,null,7947,1.2483308669067911E-4,0,0,0,0,0,0,0,0]
[null,null,null,null,null,null,null,null,null,7951,1.2483308669067911E-4,0,0,0,0,0,0,0,0]
[null,null,null,null,null,null,null,null,null,7954,1.241330946276201E-4,0,0,0,0,0,0,0,0]
[null,null,null,null,null,null,null,null,null,7957,1.2203311843844312E-4,0,0,0,0,0,0,0,0]
[null,null,null,null,null,null,null,null,null,7960,1.2553307875373812E-4,0,0,0,0,0,0,0,0]
[null,null,null,null,null,null,null,null,null,7965,1.2763305494291509E-4,0,0,0,0,0,0,0,0]
[null,null,null,null,null,null,null,null,null,7966,1.2973303113209209E-4,0,0,0,0,0,0,0,0]
[null,null,null,null,null,null,null,null,null,7969,1.3603295969962304E-4,0,0,0,0,0,0,0,0]
[null,null,null,null,null,null,null,null,null,7972,1.4373287239327203E-4,0,0,0,0,0,0,0,0]
[null,null,null,null,null,null,null,null,null,7976,1.4303288033021302E-4,0,0,0,0,0,0,0,0]
[null,null,null,null,null,null,null,null,null,7979,1.3813293588880004E-4,0,0,0,0,0,0,0,0]
[null,null,null,null,null,null,null,null,null,7981,1.3603295969962304E-4,0,0,0,0,0,0,0,0]
[null,null,null,null,null,null,null,null,null,7987,1.3953292001491803E-4,0,0,0,0,0,0,0,0]
[null,null,null,null,null,null,null,null,null,7990,1.4163289620409503E-4,0,0,0,0,0,0,0,0]
[null,null,null,null,null,null,null,null,null,7991,1.3883292795185905E-4,0,0,0,0,0,0,0,0]
[null,null,null,null,null,null,null,null,null,7994,1.304330231951511E-4,0,0,0,0,0,0,0,0]
[null,null,null,null,null,null,null,null,null,7997,1.262330708167971E-4,0,0,0,0,0,0,0,0]
[null,null,null,null,null,null,null,null,null,8001,1.2343310256456111E-4,{"$f":"K8013*$AB$10","v":0},0,{"$f":"M8013*$AB$10","v":0},{"$f":"IF(N8013>L8013,L8013,N8013)","v":0},{"$f":"IF(L8013<N8013,N8013-L8013,0)","v":0},{"$f":"L8013-N8013","v":0},0,0]
[null,null,null,null,null,null,null,null,null,8004,1.2273311050150213E-4,0,0,0,0,0,0,0,0]
[null,null,null,null,null,null,null,null,null,8006,1.2133312637538414E-4,0,0,0,0,0,0,0,0]
[null,null,null,null,null,null,null,null,null,8012,1.1993314224926614E-4,0,0,0,0,0,0,0,0]
[null,null,null,null,null,null,null,null,null,8015,1.1503319780785315E-4,0,0,0,0,0,0,0,0]
[null,null,null,null,null,null,null,null,null,8016,1.1223322955561718E-4,0,0,0,0,0,0,0,0]
[null,null,null,null,null,null,null,null,null,8019,1.283330470059741E-4,0,0,0,0,0,0,0,0]
[null,null,null,null,null,null,null,null,null,8022,1.304330231951511E-4,0,0,0,0,0,0,0,0]
[null,null,null,null,null,null,null,null,null,8026,1.2133312637538414E-4,0,0,0,0,0,0,0,0]
[null,null,null,null,null,null,null,null,null,8031,1.1083324542949919E-4,0,0,0,0,0,0,0,0]
[null,null,null,null,null,null,null,null,null,8034,1.1643318193397115E-4,0,0,0,0,0,0,0,0]
[null,null,null,null,null,null,null,null,null,8037,1.2273311050150213E-4,0,0,0,0,0,0,0,0]
[null,null,null,null,null,null,null,null,null,8040,1.2133312637538414E-4,0,0,0,0,0,0,0,0]
[null,null,null,null,null,null,null,null,null,8041,1.2063313431232515E-4,0,0,0,0,0,0,0,0]
[null,null,null,null,null,null,null,null,null,8044,1.2273311050150213E-4,0,0,0,0,0,0,0,0]
[null,null,null,null,null,null,null,null,null,8047,1.241330946276201E-4,0,0,0,0,0,0,0,0]
[null,null,null,null,null,null,null,null,null,8052,1.2133312637538414E-4,0,0,0,0,0,0,0,0]
[null,null,null,null,null,null,null,null,null,8055,1.1923315018620715E-4,0,0,0,0,0,0,0,0]
[null,null,null,null,null,null,null,null,null,8059,1.2203311843844312E-4,0,0,0,0,0,0,0,0]
[null,null,null,null,null,null,null,null,null,8062,1.3463297557350504E-4,0,0,0,0,0,0,0,0]
[null,null,null,null,null,null,null,null,null,8065,1.3533296763656405E-4,{"$f":"K8077*$AB$10","v":0},0,{"$f":"M8077*$AB$10","v":0},{"$f":"IF(N8077>L8077,L8077,N8077)","v":0},{"$f":"IF(L8077<N8077,N8077-L8077,0)","v":0},{"$f":"L8077-N8077","v":0},0,0]
[null,null,null,null,null,null,null,null,null,8066,1.3673295176268204E-4,0,0,0,0,0,0,{"$f":"R8077-Q8078","v":0},{"$f":"S8077-Q8078","v":0}]
[null,null,null,null,null,null,null,null,null,8069,1.3183300732126906E-4,0,0,0,0,0,0,0,0]
[null,null,null,null,null,null,null,null,null,8073,1.2553307875373812E-4,0,0,0,0,0,0,0,0]
[null,null,null,null,null,null,null,null,null,8077,1.2203311843844312E-4,0,0,0,0,0,0,0,0]
[null,null,null,null,null,null,null,null,null,8080,1.2063313431232515E-4,0,0,0,0,0,0,0,0]
[null,null,null,null,null,null,null,null,null,8084,1.241330946276201E-4,0,0,0,0,0,0,0,0]
[null,null,null,null,null,null,null,null,null,8087,1.262330708167971E-4,0,0,0,0,0,0,0,0]
[null,null,null,null,null,null,null,null,null,8090,1.241330946276201E-4,0,0,0,0,0,0,0,0]
[null,null,null,null,null,null,null,null,null,8091,1.2343310256456111E-4,0,0,0,0,0,0,0,0]
[null,null,null,null,null,null,null,null,null,8094,1.2273311050150213E-4,0,0,0,0,0,0,0,0]
[null,null,null,null,null,null,null,null,null,8098,1.2203311843844312E-4,0,0,0,0,0,0,0,0]
[null,null,null,null,null,null,null,null,null,8102,1.2133312637538414E-4,0,0,0,0,0,0,0,0]
[null,null,null,null,null,null,null,null,null,8105,1.2693306287985611E-4,0,0,0,0,0,0,0,0]
[null,null,null,null,null,null,null,null,null,8109,1.3183300732126906E-4,0,0,0,0,0,0,0,0]
[null,null,null,null,null,null,null,null,null,8112,1.325329993843281E-4,0,0,0,0,0,0,0,0]
[null,null,null,null,null,null,null,null,null,8115,1.3323299144738705E-4,0,0,0,0,0,0,0,0]
[null,null,null,null,null,null,null,null,null,8116,1.3323299144738705E-4,0,0,0,0,0,0,0,0]
[null,null,null,null,null,null,null,null,null,8119,1.325329993843281E-4,0,0,0,0,0,0,0,0]
[null,null,null,null,null,null,null,null,null,8124,1.4303288033021302E-4,0,0,0,0,0,0,0,0]
[null,null,null,null,null,null,null,null,null,8127,1.3463297557350504E-4,0,0,0,0,0,0,0,0]
[null,null,null,null,null,null,null,null,null,8130,1.5143278508692097E-4,0,0,0,0,0,0,{"$f":"R8141-Q8142","v":0},{"$f":"S8141-Q8142","v":0}]
[null,null,null,null,null,null,null,null,null,8134,1.4373287239327203E-4,0,0,0,0,0,0,0,0]
[null,null,null,null,null,null,null,null,null,8137,1.5423275333915695E-4,0,0,0,0,0,0,0,0]
[null,null,null,null,null,null,null,null,null,8138,1.5633272952833395E-4,0,0,0,0,0,0,0,0]
[null,null,null,null,null,null,null,null,null,8141,1.5003280096080297E-4,0,0,0,0,0,0,0,0]
[null,null,null,null,null,null,null,null,null,8144,1.4793282477162597E-4,0,0,0,0,0,0,0,0]
[null,null,null,null,null,null,null,null,null,8149,1.4583284858244903E-4,0,0,0,0,0,0,0,0]
[null,null,null,null,null,null,null,null,null,8152,1.5003280096080297E-4,0,0,0,0,0,0,0,0]
[null,null,null,null,null,null,null,null,null,8155,1.689325866633959E-4,0,0,0,0,0,0,0,0]
[null,null,null,null,null,null,null,null,null,8159,1.5283276921303896E-4,0,0,0,0,0,0,0,0]
[null,null,null,null,null,null,null,null,null,8162,1.605326819066879E-4,0,0,0,0,0,0,0,0]
[null,null,null,null,null,null,null,null,null,8163,1.668326104742189E-4,0,0,0,0,0,0,0,0]
[null,null,null,null,null,null,null,null,null,8169,1.689325866633959E-4,0,0,0,0,0,0,0,0]
[null,null,null,null,null,null,null,null,null,8170,1.668326104742189E-4,0,0,0,0,0,0,0,0]
[null,null,null,null,null,null,null,null,null,8174,1.4793282477162597E-4,0,1.9723713836126018E-4,0,0,0,0,0,0]
[null,null,null,null,null,null,null,null,null,8177,1.6193266603280591E-4,0,0,0,0,0,0,0,0]
[null,null,null,null,null,null,null,null,null,8181,1.605326819066879E-4,0,0,0,0,0,0,0,0]
[null,null,null,null,null,null,null,null,null,8184,1.7313253904174984E-4,0,0,0,0,0,0,0,0]
[null,null,null,null,null,null,null,null,null,8187,1.8923235649210676E-4,0,0,0,0,0,0,0,0]
[null,null,null,null,null,null,null,null,null,8190,1.9063234061822475E-4,0,0,0,0,0,0,0,0]
[null,null,null,null,null,null,null,null,null,8192,1.8503240411375276E-4,0,0,0,0,0,0,0,0]
[null,null,null,null,null,null,null,null,null,8195,1.7453252316786783E-4,0,0,0,0,0,0,0,0]
[null,null,null,null,null,null,null,null,null,8199,1.5773271365445191E-4,0,0,0,0,0,0,0,0]
[null,null,null,null,null,null,null,null,null,8202,1.6753260253727788E-4,0,0,0,0,0,0,0,0]
[null,null,null,null,null,null,null,null,null,8206,1.8153244379845782E-4,0,0,0,0,0,0,0,0]
[null,null,null,null,null,null,null,null,null,8209,1.6823259460033689E-4,0,0,0,0,0,0,0,0]
[null,null,null,null,null,null,null,null,null,8212,1.6753260253727788E-4,0,0,0,0,0,0,0,0]
[null,null,null,null,null,null,null,null,null,8215,1.612326739697469E-4,0,0,0,0,0,0,0,0]
[null,null,null,null,null,null,null,null,null,8217,1.5773271365445191E-4,0,0,0,0,0,0,0,0]
[null,null,null,null,null,null,null,null,null,8220,1.5493274540221596E-4,0,0,0,0,0,0,0,0]
[null,null,null,null,null,null,null,null,null,8224,1.4163289620409503E-4,0,0,0,0,0,0,0,0]
[null,null,null,null,null,null,null,null,null,8227,1.4443286445633098E-4,0,0,0,0,0,0,0,0]
[null,null,null,null,null,null,null,null,null,8231,1.4583284858244903E-4,0,0,0,0,0,0,0,0]
[null,null,null,null,null,null,null,null,null,8234,1.647326342850419E-4,0,0,0,0,0,0,0,0]
[null,null,null,null,null,null,null,null,null,8236,1.668326104742189E-4,0,0,0,0,0,0,0,0]
[null,null,null,null,null,null,null,null,null,8239,1.7733249142010382E-4,0,0,0,0,0,0,0,0]
[null,null,null,null,null,null,null,null,null,8242,1.8853236442904775E-4,0,0,0,0,0,0,0,0]
[null,null,null,null,null,null,null,null,null,8246,1.7663249935704484E-4,0,0,0,0,0,0,0,0]
[null,null,null,null,null,null,null,null,null,8249,1.7523251523092684E-4,0,0,0,0,0,0,0,0]
[null,null,null,null,null,null,null,null,null,8252,1.7383253110480885E-4,0,0,0,0,0,0,0,0]
[null,null,null,null,null,null,null,null,null,8256,1.7173255491563185E-4,0,0,0,0,0,0,0,0]
[null,null,null,null,null,null,null,null,null,8257,1.7453252316786783E-4,{"$f":"K8269*$AB$10","v":0},0,{"$f":"M8269*$AB$10","v":0},{"$f":"IF(N8269>L8269,L8269,N8269)","v":0},{"$f":"IF(L8269<N8269,N8269-L8269,0)","v":0},{"$f":"L8269-N8269","v":0},0,0]
[null,null,null,null,null,null,null,null,null,8261,1.8293242792457581E-4,0,0,0,0,0,0,0,0]
[null,null,null,null,null,null,null,null,null,8262,1.8643238823987077E-4,0,0,0,0,0,0,0,0]
[null,null,null,null,null,null,null,null,null,8263,1.8853236442904775E-4,0,0,0,0,0,0,0,0]
[null,null,null,null,null,null,null,null,null,8264,1.8993234855516577E-4,0,0,0,0,0,0,0,0]
[null,null,null,null,null,null,null,null,null,8265,1.9343230887046076E-4,0,0,0,0,0,0,0,0]
[null,null,null,null,null,null,null,null,null,8266,1.9273231680740175E-4,0,0,0,0,0,0,0,0]
[null,null,null,null,null,null,null,null,null,8267,1.9133233268128376E-4,0,0,0,0,0,0,0,0]
[null,null,null,null,null,null,null,null,null,8268,1.9343230887046076E-4,0,0,0,0,0,0,0,0]
[null,null,null,null,null,null,null,null,null,8269,1.9343230887046076E-4,0,0,0,0,0,0,0,0]
[null,null,null,null,null,null,null,null,null,8270,1.9413230093351974E-4,0,0,0,0,0,0,0,0]
[null,null,null,null,null,null,null,null,null,8271,1.9413230093351974E-4,0,0,0,0,0,0,0,0]
[null,null,null,null,null,null,null,null,null,8272,1.955322850596377E-4,0,0,0,0,0,0,0,0]
[null,null,null,null,null,null,null,null,null,8273,1.9903224537493269E-4,0,0,0,0,0,0,0,0]
[null,null,null,null,null,null,null,null,null,8274,2.0043222950105071E-4,0,0,0,0,0,0,0,0]
[null,null,null,null,null,null,null,null,null,8275,2.0043222950105071E-4,0,0,0,0,0,0,0,0]
[null,null,null,null,null,null,null,null,null,8276,2.011322215641097E-4,0,0,0,0,0,0,0,0]
[null,null,null,null,null,null,null,null,null,8277,1.997322374379917E-4,0,0,0,0,0,0,0,0]
[null,null,null,null,null,null,null,null,null,8278,1.976322612488147E-4,0,0,0,0,0,0,0,0]
[null,null,null,null,null,null,null,null,null,8279,1.976322612488147E-4,0,0,0,0,0,0,0,0]
[null,null,null,null,null,null,null,null,null,8280,1.9623227712269674E-4,0,0,0,0,0,0,0,0]
[null,null,null,null,null,null,null,null,null,8281,1.9483229299657875E-4,0,0,0,0,0,0,0,0]
[null,null,null,null,null,null,null,null,null,8282,1.955322850596377E-4,0,0,0,0,0,0,0,0]
[null,null,null,null,null,null,null,null,null,8283,1.9693226918575575E-4,0,0,0,0,0,0,0,0]
[null,null,null,null,null,null,null,null,null,8284,1.9413230093351974E-4,0,0,0,0,0,0,0,0]
[null,null,null,null,null,null,null,null,null,8285,1.8643238823987077E-4,0,0,0,0,0,0,0,0]
[null,null,null,null,null,null,null,null,null,8286,1.8223243586151677E-4,0,0,0,0,0,0,0,0]
[null,null,null,null,null,null,null,null,null,8287,1.8363241998763476E-4,0,0,0,0,0,0,0,0]
[null,null,null,null,null,null,null,null,null,8288,1.8503240411375276E-4,0,0,0,0,0,0,0,0]
[null,null,null,null,null,null,null,null,null,8289,1.8503240411375276E-4,0,0,0,0,0,0,0,0]
[null,null,null,null,null,null,null,null,null,8290,1.8713238030292976E-4,0,0,0,0,0,0,0,0]
[null,null,null,null,null,null,null,null,null,8291,1.8923235649210676E-4,0,0,0,0,0,0,0,0]
[null,null,null,null,null,null,null,null,null,8292,1.8853236442904775E-4,0,0,0,0,0,0,0,0]
[null,null,null,null,null,null,null,null,null,8293,1.8993234855516577E-4,0,0,0,0,0,0,0,0]
[null,null,null,null,null,null,null,null,null,8294,1.8923235649210676E-4,0,0,0,0,0,0,0,0]
[null,null,null,null,null,null,null,null,null,8295,1.9063234061822475E-4,0,0,0,0,0,0,0,0]
[null,null,null,null,null,null,null,null,null,8296,1.9133233268128376E-4,0,0,0,0,0,0,0,0]
[null,null,null,null,null,null,null,null,null,8297,1.9273231680740175E-4,0,0,0,0,0,0,0,0]
[null,null,null,null,null,null,null,null,null,8298,1.997322374379917E-4,0,0,0,0,0,0,0,0]
[null,null,null,null,null,null,null,null,null,8299,1.9833225331187371E-4,0,0,0,0,0,0,0,0]
[null,null,null,null,null,null,null,null,null,8300,2.1303208663611261E-4,0,0,0,0,0,0,0,0]
[null,null,null,null,null,null,null,null,null,8301,2.1793203107752562E-4,0,0,0,0,0,0,0,0]
[null,null,null,null,null,null,null,null,null,8302,2.228319755189386E-4,0,0,0,0,0,0,0,0]
[null,null,null,null,null,null,null,null,null,8303,2.2773191996035156E-4,0,0,0,0,0,0,0,0]
[null,null,null,null,null,null,null,null,null,8304,2.2633193583423354E-4,0,0,0,0,0,0,0,0]
[null,null,null,null,null,null,null,null,null,8305,2.3683181678011848E-4,0,0,0,0,0,0,0,0]
[null,null,null,null,null,null,null,null,null,8306,2.3683181678011848E-4,0,0,0,0,0,0,0,0]
[null,null,null,null,null,null,null,null,null,8307,2.3753180884317747E-4,0,0,0,0,0,0,0,0]
[null,null,null,null,null,null,null,null,null,8308,2.4313174534764946E-4,0,0,0,0,0,0,0,0]
[null,null,null,null,null,null,null,null,null,8309,2.4243175328459048E-4,0,0,0,0,0,0,0,0]
[null,null,null,null,null,null,null,null,null,8310,2.5153165010435743E-4,0,0,0,0,0,0,0,0]
[null,null,null,null,null,null,null,null,null,8311,2.5363162629353443E-4,0,0,0,0,0,0,0,0]
[null,null,null,null,null,null,null,null,null,8312,2.6343151517636034E-4,0,0,0,0,0,0,0,0]
[null,null,null,null,null,null,null,null,null,8313,2.6483149930247836E-4,0,0,0,0,0,0,0,0]
[null,null,null,null,null,null,null,null,null,8314,2.529316342304754E-4,0,0,0,0,0,0,0,0]
[null,null,null,null,null,null,null,null,null,8315,2.4733169772600343E-4,0,7.2283474063558346E-5,0,0,0,0,0,0]
[null,null,null,null,null,null,null,null,null,8316,2.2493195170811555E-4,0,3.9312899394437469E-4,0,0,0,0,0,0]
[null,null,null,null,null,null,null,null,null,8317,2.1513206282528961E-4,0,5.3735750743652609E-4,0,0,0,0,0,0]
[null,null,null,null,null,null,null,null,null,8318,2.0813214219469962E-4,0,3.8000924959468222E-4,0,0,0,0,0,0]
[null,null,null,null,null,null,null,null,null,8319,2.1023211838387662E-4,0,0,0,0,0,0,0,0]
[null,null,null,null,null,null,null,null,null,8320,2.1373207869917162E-4,0,0,0,0,0,0,0,0]
[null,null,null,null,null,null,null,null,null,8321,2.1933201520364361E-4,{"$f":"K8333*$AB$10","v":0},0,{"$f":"M8333*$AB$10","v":0},{"$f":"IF(N8333>L8333,L8333,N8333)","v":0},{"$f":"IF(L8333<N8333,N8333-L8333,0)","v":0},{"$f":"L8333-N8333","v":0},0,0]
[null,null,null,null,null,null,null,null,null,8322,2.2493195170811555E-4,0,0,0,0,0,0,{"$f":"R8333-Q8334","v":0},{"$f":"S8333-Q8334","v":0}]
[null,null,null,null,null,null,null,null,null,8323,2.2633193583423354E-4,0,0,0,0,0,0,0,0]
[null,null,null,null,null,null,null,null,null,8324,2.2353196758199755E-4,0,0,0,0,0,0,0,0]
[null,null,null,null,null,null,null,null,null,8325,2.2493195170811555E-4,0,0,0,0,0,0,0,0]
[null,null,null,null,null,null,null,null,null,8326,2.228319755189386E-4,0,0,0,0,0,0,0,0]
[null,null,null,null,null,null,null,null,null,8327,2.2213198345587956E-4,0,0,0,0,0,0,0,0]
[null,null,null,null,null,null,null,null,null,8328,2.1933201520364361E-4,0,0,0,0,0,0,0,0]
[null,null,null,null,null,null,null,null,null,8329,2.2003200726670259E-4,0,0,0,0,0,0,0,0]
[null,null,null,null,null,null,null,null,null,8330,2.165320469514076E-4,0,0,0,0,0,0,0,0]
[null,null,null,null,null,null,null,null,null,8331,2.0743215013164067E-4,0,0,0,0,0,0,0,0]
[null,null,null,null,null,null,null,null,null,8332,1.9903224537493269E-4,0,0,0,0,0,0,0,0]
[null,null,null,null,null,null,null,null,null,8333,1.955322850596377E-4,0,0,0,0,0,0,0,0]
[null,null,null,null,null,null,null,null,null,8334,1.9273231680740175E-4,0,0,0,0,0,0,0,0]
[null,null,null,null,null,null,null,null,null,8335,1.9273231680740175E-4,0,0,0,0,0,0,0,0]
[null,null,null,null,null,null,null,null,null,8336,1.9133233268128376E-4,0,0,0,0,0,0,0,0]
[null,null,null,null,null,null,null,null,null,8337,1.9343230887046076E-4,0,0,0,0,0,0,0,0]
[null,null,null,null,null,null,null,null,null,8338,1.9833225331187371E-4,0,0,0,0,0,0,0,0]
[null,null,null,null,null,null,null,null,null,8339,2.011322215641097E-4,0,0,0,0,0,0,0,0]
[null,null,null,null,null,null,null,null,null,8340,1.976322612488147E-4,0,0,0,0,0,0,0,0]
[null,null,null,null,null,null,null,null,null,8341,1.9483229299657875E-4,0,0,0,0,0,0,0,0]
[null,null,null,null,null,null,null,null,null,8342,1.9203232474434274E-4,0,0,0,0,0,0,0,0]
[null,null,null,null,null,null,null,null,null,8343,1.9063234061822475E-4,0,0,0,0,0,0,0,0]
[null,null,null,null,null,null,null,null,null,8344,1.9203232474434274E-4,0,0,0,0,0,0,0,0]
[null,null,null,null,null,null,null,null,null,8345,1.9343230887046076E-4,0,0,0,0,0,0,0,0]
[null,null,null,null,null,null,null,null,null,8346,1.9203232474434274E-4,0,0,0,0,0,0,0,0]
[null,null,null,null,null,null,null,null,null,8347,1.9273231680740175E-4,0,0,0,0,0,0,0,0]
[null,null,null,null,null,null,null,null,null,8348,1.9133233268128376E-4,0,0,0,0,0,0,0,0]
[null,null,null,null,null,null,null,null,null,8349,1.8993234855516577E-4,0,0,0,0,0,0,0,0]
[null,null,null,null,null,null,null,null,null,8350,1.8923235649210676E-4,0,0,0,0,0,0,0,0]
[null,null,null,null,null,null,null,null,null,8351,1.8853236442904775E-4,0,0,0,0,0,0,0,0]
[null,null,null,null,null,null,null,null,null,8352,1.8923235649210676E-4,0,0,0,0,0,0,0,0]
[null,null,null,null,null,null,null,null,null,8353,1.8923235649210676E-4,0,0,0,0,0,0,0,0]
[null,null,null,null,null,null,null,null,null,8354,1.8923235649210676E-4,0,0,0,0,0,0,0,0]
[null,null,null,null,null,null,null,null,null,8355,1.9133233268128376E-4,0,0,0,0,0,0,0,0]
[null,null,null,null,null,null,null,null,null,8356,2.0043222950105071E-4,0,0,0,0,0,0,0,0]
[null,null,null,null,null,null,null,null,null,8357,2.1303208663611261E-4,0,0,0,0,0,0,0,0]
[null,null,null,null,null,null,null,null,null,8358,2.2493195170811555E-4,0,0,0,0,0,0,0,0]
[null,null,null,null,null,null,null,null,null,8359,2.2563194377117455E-4,0,0,0,0,0,0,0,0]
[null,null,null,null,null,null,null,null,null,8360,2.1583205488834862E-4,0,0,0,0,0,0,0,0]
[null,null,null,null,null,null,null,null,null,8361,2.0673215806858166E-4,0,0,0,0,0,0,0,0]
[null,null,null,null,null,null,null,null,null,8362,1.997322374379917E-4,0,0,0,0,0,0,0,0]
[null,null,null,null,null,null,null,null,null,8363,1.976322612488147E-4,0,0,0,0,0,0,0,0]
[null,null,null,null,null,null,null,null,null,8364,1.9903224537493269E-4,0,0,0,0,0,0,0,0]
[null,null,null,null,null,null,null,null,null,8365,1.997322374379917E-4,0,0,0,0,0,0,0,0]
[null,null,null,null,null,null,null,null,null,8366,2.0253220569022769E-4,0,0,0,0,0,0,0,0]
[null,null,null,null,null,null,null,null,null,8367,2.0253220569022769E-4,0,0,0,0,0,0,0,0]
[null,null,null,null,null,null,null,null,null,8368,2.0393218981634568E-4,0,0,0,0,0,0,0,0]
[null,null,null,null,null,null,null,null,null,8369,2.0253220569022769E-4,0,0,0,0,0,0,0,0]
[null,null,null,null,null,null,null,null,null,8370,2.0043222950105071E-4,0,0,0,0,0,0,0,0]
[null,null,null,null,null,null,null,null,null,8371,1.976322612488147E-4,0,0,0,0,0,0,0,0]
[null,null,null,null,null,null,null,null,null,8372,1.955322850596377E-4,0,0,0,0,0,0,0,0]
[null,null,null,null,null,null,null,null,null,8373,1.8993234855516577E-4,0,0,0,0,0,0,0,0]
[null,null,null,null,null,null,null,null,null,8374,1.8363241998763476E-4,0,0,0,0,0,0,0,0]
[null,null,null,null,null,null,null,null,null,8375,1.7943246760928082E-4,0,0,0,0,0,0,0,0]
[null,null,null,null,null,null,null,null,null,8376,1.7663249935704484E-4,0,0,0,0,0,0,0,0]
[null,null,null,null,null,null,null,null,null,8377,1.7523251523092684E-4,0,0,0,0,0,0,0,0]
[null,null,null,null,null,null,null,null,null,8378,1.7173255491563185E-4,0,0,0,0,0,0,0,0]
[null,null,null,null,null,null,null,null,null,8379,1.7033257078951389E-4,0,0,0,0,0,0,0,0]
[null,null,null,null,null,null,null,null,null,8380,1.7173255491563185E-4,0,0,0,0,0,0,0,0]
[null,null,null,null,null,null,null,null,null,8381,1.7313253904174984E-4,0,0,0,0,0,0,0,0]
[null,null,null,null,null,null,null,null,null,8382,1.7173255491563185E-4,0,0,0,0,0,0,0,0]
[null,null,null,null,null,null,null,null,null,8383,1.6963257872645488E-4,0,0,0,0,0,0,0,0]
[null,null,null,null,null,null,null,null,null,8384,1.7033257078951389E-4,0,0,0,0,0,0,0,0]
[null,null,null,null,null,null,null,null,null,8385,1.6823259460033689E-4,{"$f":"K8397*$AB$10","v":0},0,{"$f":"M8397*$AB$10","v":0},{"$f":"IF(N8397>L8397,L8397,N8397)","v":0},{"$f":"IF(L8397<N8397,N8397-L8397,0)","v":0},{"$f":"L8397-N8397","v":0},0,0]
[null,null,null,null,null,null,null,null,null,8386,1.6963257872645488E-4,0,0,0,0,0,0,{"$f":"R8397-Q8398","v":0},{"$f":"S8397-Q8398","v":0}]
[null,null,null,null,null,null,null,null,null,8387,1.689325866633959E-4,0,0,0,0,0,0,0,0]
[null,null,null,null,null,null,null,null,null,8388,1.7033257078951389E-4,0,0,0,0,0,0,0,0]
[null,null,null,null,null,null,null,null,null,8389,1.7173255491563185E-4,0,0,0,0,0,0,0,0]
[null,null,null,null,null,null,null,null,null,8390,1.689325866633959E-4,0,0,0,0,0,0,0,0]
[null,null,null,null,null,null,null,null,null,8391,1.6823259460033689E-4,0,0,0,0,0,0,0,0]
[null,null,null,null,null,null,null,null,null,8392,1.6753260253727788E-4,0,0,0,0,0,0,0,0]
[null,null,null,null,null,null,null,null,null,8393,1.668326104742189E-4,0,0,0,0,0,0,0,0]
[null,null,null,null,null,null,null,null,null,8394,1.6823259460033689E-4,0,0,0,0,0,0,0,0]
[null,null,null,null,null,null,null,null,null,8395,1.7313253904174984E-4,0,0,0,0,0,0,0,0]
[null,null,null,null,null,null,null,null,null,8396,1.8153244379845782E-4,0,0,0,0,0,0,0,0]
[null,null,null,null,null,null,null,null,null,8397,1.7873247554622181E-4,0,0,0,0,0,0,0,0]
[null,null,null,null,null,null,null,null,null,8398,1.7733249142010382E-4,0,0,0,0,0,0,0,0]
[null,null,null,null,null,null,null,null,null,8399,1.7733249142010382E-4,0,0,0,0,0,0,0,0]
[null,null,null,null,null,null,null,null,null,8400,1.7733249142010382E-4,0,0,0,0,0,0,0,0]
[null,null,null,null,null,null,null,null,null,8401,1.7243254697869089E-4,0,0,0,0,0,0,0,0]
[null,null,null,null,null,null,null,null,null,8402,1.7243254697869089E-4,0,0,0,0,0,0,0,0]
[null,null,null,null,null,null,null,null,null,8403,1.7873247554622181E-4,0,0,0,0,0,0,0,0]
[null,null,null,null,null,null,null,null,null,8404,1.7523251523092684E-4,0,0,0,0,0,0,0,0]
[null,null,null,null,null,null,null,null,null,8405,1.7313253904174984E-4,0,0,0,0,0,0,0,0]
[null,null,null,null,null,null,null,null,null,8406,1.7033257078951389E-4,0,0,0,0,0,0,0,0]
[null,null,null,null,null,null,null,null,null,8407,1.6613261841115989E-4,0,0,0,0,0,0,0,0]
[null,null,null,null,null,null,null,null,null,8408,1.7383253110480885E-4,0,0,0,0,0,0,0,0]
[null,null,null,null,null,null,null,null,null,8409,1.7383253110480885E-4,0,0,0,0,0,0,0,0]
[null,null,null,null,null,null,null,null,null,8410,1.7243254697869089E-4,0,0,0,0,0,0,0,0]
[null,null,null,null,null,null,null,null,null,8411,1.6613261841115989E-4,0,6.9151395891747281E-6,0,0,0,0,0,0]
[null,null,null,null,null,null,null,null,null,8412,1.6333265015892391E-4,0,0,0,0,0,0,0,0]
[null,null,null,null,null,null,null,null,null,8413,1.5633272952833395E-4,0,0,0,0,0,0,0,0]
[null,null,null,null,null,null,null,null,null,8414,1.5633272952833395E-4,0,0,0,0,0,0,0,0]
[null,null,null,null,null,null,null,null,null,8415,1.5773271365445191E-4,0,0,0,0,0,0,0,0]
[null,null,null,null,null,null,null,null,null,8416,1.5283276921303896E-4,0,0,0,0,0,0,0,0]
[null,null,null,null,null,null,null,null,null,8417,1.5213277714997998E-4,0,0,0,0,0,0,0,0]
[null,null,null,null,null,null,null,null,null,8418,1.5423275333915695E-4,0,0,0,0,0,0,0,0]
[null,null,null,null,null,null,null,null,null,8419,1.5563273746527491E-4,0,0,0,0,0,0,0,0]
[null,null,null,null,null,null,null,null,null,8420,1.5563273746527491E-4,0,0,0,0,0,0,0,0]
[null,null,null,null,null,null,null,null,null,8421,1.5633272952833395E-4,0,0,0,0,0,0,0,0]
[null,null,null,null,null,null,null,null,null,8422,1.5703272159139296E-4,0,0,0,0,0,0,0,0]
[null,null,null,null,null,null,null,null,null,8423,1.5843270571751092E-4,0,0,0,0,0,0,0,0]
[null,null,null,null,null,null,null,null,null,8424,1.612326739697469E-4,0,0,0,0,0,0,0,0]
[null,null,null,null,null,null,null,null,null,8425,1.6193266603280591E-4,0,0,0,0,0,0,0,0]
[null,null,null,null,null,null,null,null,null,8426,1.6193266603280591E-4,0,0,0,0,0,0,0,0]
[null,null,null,null,null,null,null,null,null,8427,1.5983268984362891E-4,0,0,0,0,0,0,0,0]
[null,null,null,null,null,null,null,null,null,8428,1.5843270571751092E-4,0,0,0,0,0,0,0,0]
[null,null,null,null,null,null,null,null,null,8429,1.626326580958649E-4,0,0,0,0,0,0,0,0]
[null,null,null,null,null,null,null,null,null,8430,1.6613261841115989E-4,0,0,0,0,0,0,0,0]
[null,null,null,null,null,null,null,null,null,8431,1.7033257078951389E-4,0,0,0,0,0,0,0,0]
[null,null,null,null,null,null,null,null,null,8432,1.7453252316786783E-4,0,0,0,0,0,0,0,0]
[null,null,null,null,null,null,null,null,null,8433,1.7523251523092684E-4,0,0,0,0,0,0,0,0]
[null,null,null,null,null,null,null,null,null,8434,1.7103256285257284E-4,0,0,0,0,0,0,0,0]
[null,null,null,null,null,null,null,null,null,8435,1.6753260253727788E-4,0,0,0,0,0,0,0,0]
[null,null,null,null,null,null,null,null,null,8436,1.6403264222198289E-4,0,0,0,0,0,0,0,0]
[null,null,null,null,null,null,null,null,null,8437,1.6823259460033689E-4,0,0,0,0,0,0,0,0]
[null,null,null,null,null,null,null,null,null,8438,1.689325866633959E-4,0,0,0,0,0,0,0,0]
[null,null,null,null,null,null,null,null,null,8439,1.668326104742189E-4,0,0,0,0,0,0,0,0]
[null,null,null,null,null,null,null,null,null,8440,1.6403264222198289E-4,0,0,0,0,0,0,0,0]
[null,null,null,null,null,null,null,null,null,8441,1.6403264222198289E-4,0,0,0,0,0,0,0,0]
[null,null,null,null,null,null,null,null,null,8442,1.6613261841115989E-4,0,0,0,0,0,0,0,0]
[null,null,null,null,null,null,null,null,null,8443,1.6403264222198289E-4,0,0,0,0,0,0,0,0]
[null,null,null,null,null,null,null,null,null,8444,1.6403264222198289E-4,0,0,0,0,0,0,0,0]
[null,null,null,null,null,null,null,null,null,8445,1.647326342850419E-4,0,0,0,0,0,0,0,0]
[null,null,null,null,null,null,null,null,null,8446,1.626326580958649E-4,0,0,0,0,0,0,0,0]
[null,null,null,null,null,null,null,null,null,8447,1.6193266603280591E-4,0,0,0,0,0,0,0,0]
[null,null,null,null,null,null,null,null,null,8448,1.605326819066879E-4,0,0,0,0,0,0,0,0]
[null,null,null,null,null,null,null,null,null,8449,1.591326977805699E-4,{"$f":"K8461*$AB$10","v":0},0,{"$f":"M8461*$AB$10","v":0},{"$f":"IF(N8461>L8461,L8461,N8461)","v":0},{"$f":"IF(L8461<N8461,N8461-L8461,0)","v":0},{"$f":"L8461-N8461","v":0},0,0]
[null,null,null,null,null,null,null,null,null,8450,1.591326977805699E-4,0,0,0,0,0,0,{"$f":"R8461-Q8462","v":0},{"$f":"S8461-Q8462","v":0}]
[null,null,null,null,null,null,null,null,null,8451,1.591326977805699E-4,0,0,0,0,0,0,0,0]
[null,null,null,null,null,null,null,null,null,8452,1.591326977805699E-4,0,0,0,0,0,0,0,0]
[null,null,null,null,null,null,null,null,null,8453,1.5843270571751092E-4,0,0,0,0,0,0,0,0]
[null,null,null,null,null,null,null,null,null,8454,1.5703272159139296E-4,0,0,0,0,0,0,0,0]
[null,null,null,null,null,null,null,null,null,8455,1.5493274540221596E-4,0,0,0,0,0,0,0,0]
[null,null,null,null,null,null,null,null,null,8456,1.5493274540221596E-4,0,0,0,0,0,0,0,0]
[null,null,null,null,null,null,null,null,null,8457,1.5493274540221596E-4,0,0,0,0,0,0,0,0]
[null,null,null,null,null,null,null,null,null,8458,1.5493274540221596E-4,0,0,0,0,0,0,0,0]
[null,null,null,null,null,null,null,null,null,8459,1.5773271365445191E-4,0,0,0,0,0,0,0,0]
[null,null,null,null,null,null,null,null,null,8460,1.605326819066879E-4,0,0,0,0,0,0,0,0]
[null,null,null,null,null,null,null,null,null,8461,1.626326580958649E-4,0,0,0,0,0,0,0,0]
[null,null,null,null,null,null,null,null,null,8462,1.626326580958649E-4,0,0,0,0,0,0,0,0]
[null,null,null,null,null,null,null,null,null,8463,1.626326580958649E-4,0,0,0,0,0,0,0,0]
[null,null,null,null,null,null,null,null,null,8464,1.626326580958649E-4,0,0,0,0,0,0,0,0]
[null,null,null,null,null,null,null,null,null,8465,1.626326580958649E-4,0,0,0,0,0,0,0,0]
[null,null,null,null,null,null,null,null,null,8466,1.6193266603280591E-4,0,0,0,0,0,0,0,0]
[null,null,null,null,null,null,null,null,null,8467,1.626326580958649E-4,0,0,0,0,0,0,0,0]
[null,null,null,null,null,null,null,null,null,8468,1.6333265015892391E-4,0,0,0,0,0,0,0,0]
[null,null,null,null,null,null,null,null,null,8469,1.6333265015892391E-4,0,0,0,0,0,0,0,0]
[null,null,null,null,null,null,null,null,null,8470,1.6403264222198289E-4,0,0,0,0,0,0,0,0]
[null,null,null,null,null,null,null,null,null,8471,1.6403264222198289E-4,0,0,0,0,0,0,0,0]
[null,null,null,null,null,null,null,null,null,8472,1.6403264222198289E-4,0,0,0,0,0,0,0,0]
[null,null,null,null,null,null,null,null,null,8473,1.6333265015892391E-4,0,0,0,0,0,0,0,0]
[null,null,null,null,null,null,null,null,null,8474,1.626326580958649E-4,0,0,0,0,0,0,0,0]
[null,null,null,null,null,null,null,null,null,8475,1.5983268984362891E-4,0,0,0,0,0,0,0,0]
[null,null,null,null,null,null,null,null,null,8476,1.5563273746527491E-4,0,0,0,0,0,0,0,0]
[null,null,null,null,null,null,null,null,null,8477,1.5633272952833395E-4,0,0,0,0,0,0,0,0]
[null,null,null,null,null,null,null,null,null,8478,1.5633272952833395E-4,0,0,0,0,0,0,0,0]
[null,null,null,null,null,null,null,null,null,8479,1.5703272159139296E-4,0,0,0,0,0,0,0,0]
[null,null,null,null,null,null,null,null,null,8480,1.5983268984362891E-4,0,0,0,0,0,0,0,0]
[null,null,null,null,null,null,null,null,null,8481,1.605326819066879E-4,0,0,0,0,0,0,0,0]
[null,null,null,null,null,null,null,null,null,8482,1.591326977805699E-4,0,0,0,0,0,0,0,0]
[null,null,null,null,null,null,null,null,null,8483,1.5983268984362891E-4,0,0,0,0,0,0,0,0]
[null,null,null,null,null,null,null,null,null,8484,1.5003280096080297E-4,0,0,0,0,0,0,0,0]
[null,null,null,null,null,null,null,null,null,8485,1.4303288033021302E-4,0,0,0,0,0,0,0,0]
[null,null,null,null,null,null,null,null,null,8486,1.5003280096080297E-4,0,0,0,0,0,0,0,0]
[null,null,null,null,null,null,null,null,null,8487,1.5353276127609797E-4,0,0,0,0,0,0,0,0]
[null,null,null,null,null,null,null,null,null,8488,1.5493274540221596E-4,0,0,0,0,0,0,0,0]
[null,null,null,null,null,null,null,null,null,8489,1.5493274540221596E-4,0,0,0,0,0,0,0,0]
[null,null,null,null,null,null,null,null,null,8490,1.5353276127609797E-4,0,0,0,0,0,0,0,0]
[null,null,null,null,null,null,null,null,null,8491,1.5213277714997998E-4,0,0,0,0,0,0,0,0]
[null,null,null,null,null,null,null,null,null,8492,1.5213277714997998E-4,0,0,0,0,0,0,0,0]
[null,null,null,null,null,null,null,null,null,8493,1.5283276921303896E-4,0,0,0,0,0,0,0,0]
[null,null,null,null,null,null,null,null,null,8494,1.5493274540221596E-4,0,0,0,0,0,0,0,0]
[null,null,null,null,null,null,null,null,null,8495,1.5633272952833395E-4,0,0,0,0,0,0,0,0]
[null,null,null,null,null,null,null,null,null,8496,1.5843270571751092E-4,0,0,0,0,0,0,0,0]
[null,null,null,null,null,null,null,null,null,8497,1.5983268984362891E-4,0,0,0,0,0,0,0,0]
[null,null,null,null,null,null,null,null,null,8498,1.5983268984362891E-4,0,0,0,0,0,0,0,0]
[null,null,null,null,null,null,null,null,null,8499,1.591326977805699E-4,0,0,0,0,0,0,0,0]
[null,null,null,null,null,null,null,null,null,8500,1.5493274540221596E-4,0,0,0,0,0,0,0,0]
[null,null,null,null,null,null,null,null,null,8501,1.5073279302386196E-4,0,0,0,0,0,0,0,0]
[null,null,null,null,null,null,null,null,null,8502,1.4933280889774397E-4,0,0,0,0,0,0,0,0]
[null,null,null,null,null,null,null,null,null,8503,1.5003280096080297E-4,0,0,0,0,0,0,0,0]
[null,null,null,null,null,null,null,null,null,8504,1.5143278508692097E-4,0,0,0,0,0,0,0,0]
[null,null,null,null,null,null,null,null,null,8505,1.4723283270856699E-4,0,0,0,0,0,0,0,0]
[null,null,null,null,null,null,null,null,null,8506,1.4653284064550798E-4,0,0,0,0,0,0,0,0]
[null,null,null,null,null,null,null,null,null,8507,1.4513285651938999E-4,0,0,0,0,0,0,0,0]
[null,null,null,null,null,null,null,null,null,8508,1.4583284858244903E-4,0,0,0,0,0,0,0,0]
[null,null,null,null,null,null,null,null,null,8509,1.4653284064550798E-4,0,0,0,0,0,0,0,0]
[null,null,null,null,null,null,null,null,null,8510,1.4653284064550798E-4,0,0,0,0,0,0,0,0]
[null,null,null,null,null,null,null,null,null,8511,1.4723283270856699E-4,0,0,0,0,0,0,0,0]
[null,null,null,null,null,null,null,null,null,8512,1.4723283270856699E-4,0,0,0,0,0,0,0,0]
[null,null,null,null,null,null,null,null,null,8513,1.4793282477162597E-4,{"$f":"K8525*$AB$10","v":0},0,{"$f":"M8525*$AB$10","v":0},{"$f":"IF(N8525>L8525,L8525,N8525)","v":0},{"$f":"IF(L8525<N8525,N8525-L8525,0)","v":0},{"$f":"L8525-N8525","v":0},0,0]
[null,null,null,null,null,null,null,null,null,8514,1.4793282477162597E-4,0,0,0,0,0,0,{"$f":"R8525-Q8526","v":0},{"$f":"S8525-Q8526","v":0}]
[null,null,null,null,null,null,null,null,null,8515,1.4793282477162597E-4,0,0,0,0,0,0,0,0]
[null,null,null,null,null,null,null,null,null,8516,1.4653284064550798E-4,0,0,0,0,0,0,0,0]
[null,null,null,null,null,null,null,null,null,8517,1.4793282477162597E-4,0,0,0,0,0,0,0,0]
[null,null,null,null,null,null,null,null,null,8518,1.4863281683468498E-4,0,0,0,0,0,0,0,0]
[null,null,null,null,null,null,null,null,null,8519,1.4863281683468498E-4,0,0,0,0,0,0,0,0]
[null,null,null,null,null,null,null,null,null,8520,1.4863281683468498E-4,0,0,0,0,0,0,0,0]
[null,null,null,null,null,null,null,null,null,8521,1.4933280889774397E-4,0,0,0,0,0,0,0,0]
[null,null,null,null,null,null,null,null,null,8522,1.5073279302386196E-4,0,0,0,0,0,0,0,0]
[null,null,null,null,null,null,null,null,null,8523,1.5423275333915695E-4,0,0,0,0,0,0,0,0]
[null,null,null,null,null,null,null,null,null,8524,1.5703272159139296E-4,0,0,0,0,0,0,0,0]
[null,null,null,null,null,null,null,null,null,8525,1.6193266603280591E-4,0,0,0,0,0,0,0,0]
[null,null,null,null,null,null,null,null,null,8526,1.6753260253727788E-4,0,0,0,0,0,0,0,0]
[null,null,null,null,null,null,null,null,null,8527,1.6963257872645488E-4,0,0,0,0,0,0,0,0]
[null,null,null,null,null,null,null,null,null,8528,1.689325866633959E-4,0,0,0,0,0,0,0,0]
[null,null,null,null,null,null,null,null,null,8529,1.6963257872645488E-4,0,0,0,0,0,0,0,0]
[null,null,null,null,null,null,null,null,null,8530,1.6543262634810091E-4,0,0,0,0,0,0,0,0]
[null,null,null,null,null,null,null,null,null,8531,1.5983268984362891E-4,0,2.7085232189599264E-4,0,0,0,0,0,0]
[null,null,null,null,null,null,null,null,null,8532,1.5493274540221596E-4,0,3.966281314011565E-4,0,0,0,0,0,0]
[null,null,null,null,null,null,null,null,null,8533,1.5423275333915695E-4,0,3.5679975075110103E-4,0,0,0,0,0,0]
[null,null,null,null,null,null,null,null,null,8534,1.5213277714997998E-4,0,3.2378355680364742E-4,0,0,0,0,0,0]
[null,null,null,null,null,null,null,null,null,8535,1.5143278508692097E-4,0,0,0,0,0,0,0,0]
[null,null,null,null,null,null,null,null,null,8536,1.5983268984362891E-4,0,0,0,0,0,0,0,0]
[null,null,null,null,null,null,null,null,null,8537,1.6823259460033689E-4,0,0,0,0,0,0,0,0]
[null,null,null,null,null,null,null,null,null,8538,1.8013245967233983E-4,0,0,0,0,0,0,0,0]
[null,null,null,null,null,null,null,null,null,8539,1.8153244379845782E-4,0,0,0,0,0,0,0,0]
[null,null,null,null,null,null,null,null,null,8540,1.8083245173539881E-4,0,0,0,0,0,0,0,0]
[null,null,null,null,null,null,null,null,null,8541,1.7733249142010382E-4,0,0,0,0,0,0,0,0]
[null,null,null,null,null,null,null,null,null,8542,1.7803248348316283E-4,0,0,0,0,0,0,0,0]
[null,null,null,null,null,null,null,null,null,8543,1.8503240411375276E-4,0,0,0,0,0,0,0,0]
[null,null,null,null,null,null,null,null,null,8544,1.8293242792457581E-4,0,0,0,0,0,0,0,0]
[null,null,null,null,null,null,null,null,null,8545,1.8223243586151677E-4,0,0,0,0,0,0,0,0]
[null,null,null,null,null,null,null,null,null,8546,1.8503240411375276E-4,0,0,0,0,0,0,0,0]
[null,null,null,null,null,null,null,null,null,8547,1.8293242792457581E-4,0,0,0,0,0,0,0,0]
[null,null,null,null,null,null,null,null,null,8548,1.7873247554622181E-4,0,0,0,0,0,0,0,0]
[null,null,null,null,null,null,null,null,null,8549,1.7663249935704484E-4,0,0,0,0,0,0,0,0]
[null,null,null,null,null,null,null,null,null,8550,1.7103256285257284E-4,0,0,0,0,0,0,0,0]
[null,null,null,null,null,null,null,null,null,8551,1.626326580958649E-4,0,0,0,0,0,0,0,0]
[null,null,null,null,null,null,null,null,null,8552,1.6333265015892391E-4,0,0,0,0,0,0,0,0]
[null,null,null,null,null,null,null,null,null,8553,1.6403264222198289E-4,0,0,0,0,0,0,0,0]
[null,null,null,null,null,null,null,null,null,8554,1.6333265015892391E-4,0,0,0,0,0,0,0,0]
[null,null,null,null,null,null,null,null,null,8555,1.5983268984362891E-4,0,0,0,0,0,0,0,0]
[null,null,null,null,null,null,null,null,null,8556,1.5773271365445191E-4,0,0,0,0,0,0,0,0]
[null,null,null,null,null,null,null,null,null,8557,1.5283276921303896E-4,0,7.7682493381201094E-5,0,0,0,0,0,0]
[null,null,null,null,null,null,null,null,null,8558,1.5633272952833395E-4,0,3.9035809425446002E-4,0,0,0,0,0,0]
[null,null,null,null,null,null,null,null,null,8559,1.605326819066879E-4,0,0,0,0,0,0,0,0]
[null,null,null,null,null,null,null,null,null,8560,1.6613261841115989E-4,0,0,0,0,0,0,0,0]
[null,null,null,null,null,null,null,null,null,8561,1.7103256285257284E-4,0,0,0,0,0,0,0,0]
[null,null,null,null,null,null,null,null,null,8562,1.7453252316786783E-4,0,0,0,0,0,0,0,0]
[null,null,null,null,null,null,null,null,null,8563,1.7733249142010382E-4,0,0,0,0,0,0,0,0]
[null,null,null,null,null,null,null,null,null,8564,1.7593250729398583E-4,0,0,0,0,0,0,0,0]
[null,null,null,null,null,null,null,null,null,8565,1.7173255491563185E-4,0,0,0,0,0,0,0,0]
[null,null,null,null,null,null,null,null,null,8566,1.689325866633959E-4,0,0,0,0,0,0,0,0]
[null,null,null,null,null,null,null,null,null,8567,1.7453252316786783E-4,0,0,0,0,0,0,0,0]
[null,null,null,null,null,null,null,null,null,8568,1.8363241998763476E-4,0,0,0,0,0,0,0,0]
[null,null,null,null,null,null,null,null,null,8569,1.7873247554622181E-4,0,0,0,0,0,0,0,0]
[null,null,null,null,null,null,null,null,null,8570,1.7383253110480885E-4,0,0,0,0,0,0,0,0]
[null,null,null,null,null,null,null,null,null,8571,1.7173255491563185E-4,0,0,0,0,0,0,0,0]
[null,null,null,null,null,null,null,null,null,8572,1.7383253110480885E-4,0,0,0,0,0,0,0,0]
[null,null,null,null,null,null,null,null,null,8573,1.8363241998763476E-4,0,0,0,0,0,0,0,0]
[null,null,null,null,null,null,null,null,null,8574,1.9133233268128376E-4,0,0,0,0,0,0,0,0]
[null,null,null,null,null,null,null,null,null,8575,1.9483229299657875E-4,0,0,0,0,0,0,0,0]
[null,null,null,null,null,null,null,null,null,8576,1.8713238030292976E-4,0,0,0,0,0,0,0,0]
[null,null,null,null,null,null,null,null,null,8577,1.8223243586151677E-4,{"$f":"K8589*$AB$10","v":0},0,{"$f":"M8589*$AB$10","v":0},{"$f":"IF(N8589>L8589,L8589,N8589)","v":0},{"$f":"IF(L8589<N8589,N8589-L8589,0)","v":0},{"$f":"L8589-N8589","v":0},0,0]
[null,null,null,null,null,null,null,null,null,8578,1.8083245173539881E-4,0,0,0,0,0,0,{"$f":"R8589-Q8590","v":0},{"$f":"S8589-Q8590","v":0}]
[null,null,null,null,null,null,null,null,null,8579,1.7663249935704484E-4,0,0,0,0,0,0,0,0]
[null,null,null,null,null,null,null,null,null,8580,1.7663249935704484E-4,0,0,0,0,0,0,0,0]
[null,null,null,null,null,null,null,null,null,8581,1.7663249935704484E-4,0,0,0,0,0,0,0,0]
[null,null,null,null,null,null,null,null,null,8582,1.7663249935704484E-4,0,0,0,0,0,0,0,0]
[null,null,null,null,null,null,null,null,null,8583,1.7733249142010382E-4,0,0,0,0,0,0,0,0]
[null,null,null,null,null,null,null,null,null,8584,1.7733249142010382E-4,0,0,0,0,0,0,0,0]
[null,null,null,null,null,null,null,null,null,8585,1.7873247554622181E-4,0,0,0,0,0,0,0,0]
[null,null,null,null,null,null,null,null,null,8586,1.8013245967233983E-4,0,0,0,0,0,0,0,0]
[null,null,null,null,null,null,null,null,null,8587,1.7943246760928082E-4,0,0,0,0,0,0,0,0]
[null,null,null,null,null,null,null,null,null,8588,1.8573239617681176E-4,0,0,0,0,0,0,0,0]
[null,null,null,null,null,null,null,null,null,8589,1.9693226918575575E-4,0,0,0,0,0,0,0,0]
[null,null,null,null,null,null,null,null,null,8590,2.0533217394246367E-4,0,0,0,0,0,0,0,0]
[null,null,null,null,null,null,null,null,null,8591,2.0883213425775863E-4,0,0,0,0,0,0,0,0]
[null,null,null,null,null,null,null,null,null,8592,2.165320469514076E-4,0,0,0,0,0,0,0,0]
[null,null,null,null,null,null,null,null,null,8593,2.2773191996035156E-4,0,0,0,0,0,0,0,0]
[null,null,null,null,null,null,null,null,null,8594,2.2843191202341054E-4,0,0,0,0,0,0,0,0]
[null,null,null,null,null,null,null,null,null,8595,2.2633193583423354E-4,0,0,0,0,0,0,0,0]
[null,null,null,null,null,null,null,null,null,8596,2.2493195170811555E-4,0,0,0,0,0,0,0,0]
[null,null,null,null,null,null,null,null,null,8597,2.2563194377117455E-4,0,0,0,0,0,0,0,0]
[null,null,null,null,null,null,null,null,null,8598,2.2913190408646955E-4,0,0,0,0,0,0,0,0]
[null,null,null,null,null,null,null,null,null,8599,2.2843191202341054E-4,0,0,0,0,0,0,0,0]
[null,null,null,null,null,null,null,null,null,8600,2.3333185646482352E-4,0,0,0,0,0,0,0,0]
[null,null,null,null,null,null,null,null,null,8601,2.3753180884317747E-4,0,0,0,0,0,0,0,0]
[null,null,null,null,null,null,null,null,null,8602,2.3823180090623648E-4,0,0,0,0,0,0,0,0]
[null,null,null,null,null,null,null,null,null,8603,2.2423195964505656E-4,0,0,0,0,0,0,0,0]
[null,null,null,null,null,null,null,null,null,8604,2.1933201520364361E-4,0,0,0,0,0,0,0,0]
[null,null,null,null,null,null,null,null,null,8605,2.186320231405846E-4,0,0,0,0,0,0,0,0]
[null,null,null,null,null,null,null,null,null,8606,2.1443207076223063E-4,0,0,0,0,0,0,0,0]
[null,null,null,null,null,null,null,null,null,8607,2.1233209457305362E-4,0,0,0,0,0,0,0,0]
[null,null,null,null,null,null,null,null,null,8608,2.1723203901446661E-4,0,0,0,0,0,0,0,0]
[null,null,null,null,null,null,null,null,null,8609,2.2703192789729255E-4,0,0,0,0,0,0,0,0]
[null,null,null,null,null,null,null,null,null,8610,2.3193187233870553E-4,0,0,0,0,0,0,0,0]
[null,null,null,null,null,null,null,null,null,8611,2.3193187233870553E-4,0,0,0,0,0,0,0,0]
[null,null,null,null,null,null,null,null,null,8612,2.3823180090623648E-4,0,0,0,0,0,0,0,0]
[null,null,null,null,null,null,null,null,null,8613,2.4033177709541348E-4,0,0,0,0,0,0,0,0]
[null,null,null,null,null,null,null,null,null,8614,2.4593171359988547E-4,0,0,0,0,0,0,0,0]
[null,null,null,null,null,null,null,null,null,8615,2.4943167391518043E-4,0,0,0,0,0,0,0,0]
[null,null,null,null,null,null,null,null,null,8616,2.5223164216741642E-4,0,0,0,0,0,0,0,0]
[null,null,null,null,null,null,null,null,null,8617,1.3533296763656405E-4,0,0,0,0,0,0,0,0]
[null,null,null,null,null,null,null,null,null,8618,1.3743294382574105E-4,0,0,0,0,0,0,0,0]
[null,null,null,null,null,null,null,null,null,8619,1.3533296763656405E-4,0,0,0,0,0,0,0,0]
[null,null,null,null,null,null,null,null,null,8620,1.3323299144738705E-4,0,0,0,0,0,0,0,0]
[null,null,null,null,null,null,null,null,null,8621,1.3113301525821005E-4,0,0,0,0,0,0,0,0]
[null,null,null,null,null,null,null,null,null,8622,1.304330231951511E-4,0,0,0,0,0,0,0,0]
[null,null,null,null,null,null,null,null,null,8623,1.3113301525821005E-4,0,0,0,0,0,0,0,0]
[null,null,null,null,null,null,null,null,null,8624,1.3393298351044606E-4,0,0,0,0,0,0,0,0]
[null,null,null,null,null,null,null,null,null,8625,1.3813293588880004E-4,0,0,0,0,0,0,0,0]
[null,null,null,null,null,null,null,null,null,8626,1.3883292795185905E-4,0,0,0,0,0,0,0,0]
[null,null,null,null,null,null,null,null,null,8627,1.3393298351044606E-4,0,1.4270969332778988E-4,0,0,0,0,0,0]
[null,null,null,null,null,null,null,null,null,8628,1.304330231951511E-4,0,4.3869699907268437E-4,0,0,0,0,0,0]
[null,null,null,null,null,null,null,null,null,8629,1.2903303906903311E-4,0,3.6696657133342229E-4,0,0,0,0,0,0]
[null,null,null,null,null,null,null,null,null,8630,1.2903303906903311E-4,0,0,0,0,0,0,0,0]
[null,null,null,null,null,null,null,null,null,8631,1.2973303113209209E-4,0,0,0,0,0,0,0,0]
[null,null,null,null,null,null,null,null,null,8632,1.304330231951511E-4,0,0,0,0,0,0,0,0]
[null,null,null,null,null,null,null,null,null,8633,1.3183300732126906E-4,0,0,0,0,0,0,0,0]
[null,null,null,null,null,null,null,null,null,8634,1.3183300732126906E-4,0,0,0,0,0,0,0,0]
[null,null,null,null,null,null,null,null,null,8635,1.325329993843281E-4,0,0,0,0,0,0,0,0]
[null,null,null,null,null,null,null,null,null,8636,1.3323299144738705E-4,0,0,0,0,0,0,0,0]
[null,null,null,null,null,null,null,null,null,8637,1.3393298351044606E-4,0,0,0,0,0,0,0,0]
[null,null,null,null,null,null,null,null,null,8638,1.3393298351044606E-4,0,0,0,0,0,0,0,0]
[null,null,null,null,null,null,null,null,null,8639,1.3393298351044606E-4,0,0,0,0,0,0,0,0]
[null,null,null,null,null,null,null,null,null,8640,1.3393298351044606E-4,0,0,0,0,0,0,0,0]
[null,null,null,null,null,null,null,null,null,8641,1.3463297557350504E-4,{"$f":"K8653*$AB$10","v":0},0,{"$f":"M8653*$AB$10","v":0},{"$f":"IF(N8653>L8653,L8653,N8653)","v":0},{"$f":"IF(L8653<N8653,N8653-L8653,0)","v":0},{"$f":"L8653-N8653","v":0},0,0]
[null,null,null,null,null,null,null,null,null,8642,1.3603295969962304E-4,0,0,0,0,0,0,{"$f":"R8653-Q8654","v":0},{"$f":"S8653-Q8654","v":0}]
[null,null,null,null,null,null,null,null,null,8643,1.3743294382574105E-4,0,0,0,0,0,0,0,0]
[null,null,null,null,null,null,null,null,null,8644,1.3743294382574105E-4,0,0,0,0,0,0,0,0]
[null,null,null,null,null,null,null,null,null,8645,1.3883292795185905E-4,0,0,0,0,0,0,0,0]
[null,null,null,null,null,null,null,null,null,8646,1.4023291207797704E-4,0,0,0,0,0,0,0,0]
[null,null,null,null,null,null,null,null,null,8647,1.4303288033021302E-4,0,0,0,0,0,0,0,0]
[null,null,null,null,null,null,null,null,null,8648,1.4373287239327203E-4,0,0,0,0,0,0,0,0]
[null,null,null,null,null,null,null,null,null,8649,1.4513285651938999E-4,0,0,0,0,0,0,0,0]
[null,null,null,null,null,null,null,null,null,8650,1.4513285651938999E-4,0,0,0,0,0,0,0,0]
[null,null,null,null,null,null,null,null,null,8651,1.4443286445633098E-4,0,0,0,0,0,0,0,0]
[null,null,null,null,null,null,null,null,null,8652,1.4233288826715404E-4,0,0,0,0,0,0,0,0]
[null,null,null,null,null,null,null,null,null,8653,1.4093290414103602E-4,0,0,0,0,0,0,0,0]
[null,null,null,null,null,null,null,null,null,8654,1.3813293588880004E-4,0,0,0,0,0,0,0,0]
[null,null,null,null,null,null,null,null,null,8655,1.3813293588880004E-4,0,0,0,0,0,0,0,0]
[null,null,null,null,null,null,null,null,null,8656,1.3953292001491803E-4,0,0,0,0,0,0,0,0]
[null,null,null,null,null,null,null,null,null,8657,1.4303288033021302E-4,0,0,0,0,0,0,0,0]
[null,null,null,null,null,null,null,null,null,8658,1.4793282477162597E-4,0,0,0,0,0,0,0,0]
[null,null,null,null,null,null,null,null,null,8659,1.5073279302386196E-4,0,0,0,0,0,0,0,0]
[null,null,null,null,null,null,null,null,null,8660,1.5633272952833395E-4,0,0,0,0,0,0,0,0]
[null,null,null,null,null,null,null,null,null,8661,1.6333265015892391E-4,0,0,0,0,0,0,0,0]
[null,null,null,null,null,null,null,null,null,8662,1.647326342850419E-4,0,0,0,0,0,0,0,0]
[null,null,null,null,null,null,null,null,null,8663,1.647326342850419E-4,0,0,0,0,0,0,0,0]
[null,null,null,null,null,null,null,null,null,8664,1.6613261841115989E-4,0,0,0,0,0,0,0,0]
[null,null,null,null,null,null,null,null,null,8665,1.5983268984362891E-4,0,0,0,0,0,0,0,0]
[null,null,null,null,null,null,null,null,null,8666,1.5983268984362891E-4,0,0,0,0,0,0,0,0]
[null,null,null,null,null,null,null,null,null,8667,1.591326977805699E-4,0,0,0,0,0,0,0,0]
[null,null,null,null,null,null,null,null,null,8668,1.5493274540221596E-4,0,0,0,0,0,0,0,0]
[null,null,null,null,null,null,null,null,null,8669,1.5073279302386196E-4,0,0,0,0,0,0,0,0]
[null,null,null,null,null,null,null,null,null,8670,1.4933280889774397E-4,0,0,0,0,0,0,0,0]
[null,null,null,null,null,null,null,null,null,8671,1.5003280096080297E-4,0,0,0,0,0,0,0,0]
[null,null,null,null,null,null,null,null,null,8672,1.5143278508692097E-4,0,0,0,0,0,0,0,0]
[null,null,null,null,null,null,null,null,null,8673,1.4723283270856699E-4,0,0,0,0,0,0,0,0]
[null,null,null,null,null,null,null,null,null,8674,1.4653284064550798E-4,0,0,0,0,0,0,0,0]
[null,null,null,null,null,null,null,null,null,8675,1.4513285651938999E-4,0,0,0,0,0,0,0,0]
[null,null,null,null,null,null,null,null,null,8676,1.4583284858244903E-4,0,0,0,0,0,0,0,0]
[null,null,null,null,null,null,null,null,null,8677,1.4653284064550798E-4,0,0,0,0,0,0,0,0]
[null,null,null,null,null,null,null,null,null,8678,1.4653284064550798E-4,0,0,0,0,0,0,0,0]
[null,null,null,null,null,null,null,null,null,8679,1.4723283270856699E-4,0,0,0,0,0,0,0,0]
[null,null,null,null,null,null,null,null,null,8680,1.4723283270856699E-4,0,0,0,0,0,0,0,0]
[null,null,null,null,null,null,null,null,null,8681,1.4793282477162597E-4,0,0,0,0,0,0,0,0]
[null,null,null,null,null,null,null,null,null,8682,1.4793282477162597E-4,0,0,0,0,0,0,0,0]
[null,null,null,null,null,null,null,null,null,8683,1.4793282477162597E-4,0,0,0,0,0,0,0,0]
[null,null,null,null,null,null,null,null,null,8684,1.4653284064550798E-4,0,0,0,0,0,0,0,0]
[null,null,null,null,null,null,null,null,null,8685,1.4793282477162597E-4,0,0,0,0,0,0,0,0]
[null,null,null,null,null,null,null,null,null,8686,1.4863281683468498E-4,0,0,0,0,0,0,0,0]
[null,null,null,null,null,null,null,null,null,8687,1.4863281683468498E-4,0,0,0,0,0,0,0,0]
[null,null,null,null,null,null,null,null,null,8688,1.4863281683468498E-4,0,0,0,0,0,0,0,0]
[null,null,null,null,null,null,null,null,null,8689,1.4933280889774397E-4,0,0,0,0,0,0,0,0]
[null,null,null,null,null,null,null,null,null,8690,1.5073279302386196E-4,0,0,0,0,0,0,0,0]
[null,null,null,null,null,null,null,null,null,8691,1.5423275333915695E-4,0,0,0,0,0,0,0,0]
[null,null,null,null,null,null,null,null,null,8692,1.5703272159139296E-4,0,0,0,0,0,0,0,0]
[null,null,null,null,null,null,null,null,null,8693,1.6193266603280591E-4,0,0,0,0,0,0,0,0]
[null,null,null,null,null,null,null,null,null,8694,1.6753260253727788E-4,0,0,0,0,0,0,0,0]
[null,null,null,null,null,null,null,null,null,8695,1.6963257872645488E-4,0,0,0,0,0,0,0,0]
[null,null,null,null,null,null,null,null,null,8696,1.689325866633959E-4,0,0,0,0,0,0,0,0]
[null,null,null,null,null,null,null,null,null,8697,1.6963257872645488E-4,0,0,0,0,0,0,0,0]
[null,null,null,null,null,null,null,null,null,8698,1.6543262634810091E-4,0,0,0,0,0,0,0,0]
[null,null,null,null,null,null,null,null,null,8699,1.5983268984362891E-4,0,2.6075932722055095E-4,0,0,0,0,0,0]
[null,null,null,null,null,null,null,null,null,8700,1.5493274540221596E-4,0,3.8397156532902024E-4,0,0,0,0,0,0]
[null,null,null,null,null,null,null,null,null,8701,1.5423275333915695E-4,0,3.3676236937346188E-4,0,0,0,0,0,0]
[null,null,null,null,null,null,null,null,null,8702,1.5213277714997998E-4,0,3.040727727639344E-4,0,0,0,0,0,0]
[null,null,null,null,null,null,null,null,null,8703,1.5143278508692097E-4,0,0,0,0,0,0,0,0]
[null,null,null,null,null,null,null,null,null,8704,1.5983268984362891E-4,0,0,0,0,0,0,0,0]
[null,null,null,null,null,null,null,null,null,8705,1.6823259460033689E-4,{"$f":"K8717*$AB$10","v":0},0,{"$f":"M8717*$AB$10","v":0},{"$f":"IF(N8717>L8717,L8717,N8717)","v":0},{"$f":"IF(L8717<N8717,N8717-L8717,0)","v":0},{"$f":"L8717-N8717","v":0},0,0]
[null,null,null,null,null,null,null,null,null,8706,1.8013245967233983E-4,0,0,0,0,0,0,{"$f":"R8717-Q8718","v":0},{"$f":"S8717-Q8718","v":0}]
[null,null,null,null,null,null,null,null,null,8707,1.8153244379845782E-4,0,0,0,0,0,0,0,0]
[null,null,null,null,null,null,null,null,null,8708,1.8083245173539881E-4,0,0,0,0,0,0,0,0]
[null,null,null,null,null,null,null,null,null,8709,1.7733249142010382E-4,0,0,0,0,0,0,0,0]
[null,null,null,null,null,null,null,null,null,8710,1.7803248348316283E-4,0,0,0,0,0,0,0,0]
[null,null,null,null,null,null,null,null,null,8711,1.8503240411375276E-4,0,0,0,0,0,0,0,0]
[null,null,null,null,null,null,null,null,null,8712,1.8293242792457581E-4,0,0,0,0,0,0,0,0]
[null,null,null,null,null,null,null,null,null,8713,1.8223243586151677E-4,0,0,0,0,0,0,0,0]
[null,null,null,null,null,null,null,null,null,8714,1.8503240411375276E-4,0,0,0,0,0,0,0,0]
[null,null,null,null,null,null,null,null,null,8715,1.8293242792457581E-4,0,0,0,0,0,0,0,0]
[null,null,null,null,null,null,null,null,null,8716,1.7873247554622181E-4,0,0,0,0,0,0,0,0]
[null,null,null,null,null,null,null,null,null,8717,1.7663249935704484E-4,0,0,0,0,0,0,0,0]
[null,null,null,null,null,null,null,null,null,8718,1.7103256285257284E-4,0,0,0,0,0,0,0,0]
[null,null,null,null,null,null,null,null,null,8719,1.626326580958649E-4,0,0,0,0,0,0,0,0]
[null,null,null,null,null,null,null,null,null,8720,1.6333265015892391E-4,0,0,0,0,0,0,0,0]
[null,null,null,null,null,null,null,null,null,8721,1.6403264222198289E-4,0,0,0,0,0,0,0,0]
[null,null,null,null,null,null,null,null,null,8722,1.6333265015892391E-4,0,0,0,0,0,0,0,0]
[null,null,null,null,null,null,null,null,null,8723,1.5983268984362891E-4,0,0,0,0,0,0,0,0]
[null,null,null,null,null,null,null,null,null,8724,1.5773271365445191E-4,0,0,0,0,0,0,0,0]
[null,null,null,null,null,null,null,null,null,8725,1.5283276921303896E-4,0,6.1706197884492777E-5,0,0,0,0,0,0]
[null,null,null,null,null,null,null,null,null,8726,1.5633272952833395E-4,0,3.6644460686770795E-4,0,0,0,0,0,0]
[null,null,null,null,null,null,null,null,null,8727,1.605326819066879E-4,0,0,0,0,0,0,0,0]
[null,null,null,null,null,null,null,null,null,8728,1.6613261841115989E-4,0,0,0,0,0,0,0,0]
[null,null,null,null,null,null,null,null,null,8729,1.7103256285257284E-4,0,0,0,0,0,0,0,0]
[null,null,null,null,null,null,null,null,null,8730,1.7453252316786783E-4,0,0,0,0,0,0,0,0]
[null,null,null,null,null,null,null,null,null,8731,1.7733249142010382E-4,0,0,0,0,0,0,0,0]
[null,null,null,null,null,null,null,null,null,8732,1.7593250729398583E-4,0,0,0,0,0,0,0,0]
[null,null,null,null,null,null,null,null,null,8733,1.7173255491563185E-4,0,0,0,0,0,0,0,0]
[null,null,null,null,null,null,null,null,null,8734,1.689325866633959E-4,0,0,0,0,0,0,0,0]
[null,null,null,null,null,null,null,null,null,8735,1.7453252316786783E-4,0,0,0,0,0,0,0,0]
[null,null,null,null,null,null,null,null,null,8736,1.8363241998763476E-4,0,0,0,0,0,0,0,0]
[null,null,null,null,null,null,null,null,null,8737,1.7873247554622181E-4,0,0,0,0,0,0,0,0]
[null,null,null,null,null,null,null,null,null,8738,1.7383253110480885E-4,0,0,0,0,0,0,0,0]
[null,null,null,null,null,null,null,null,null,8739,1.7173255491563185E-4,0,0,0,0,0,0,0,0]
[null,null,null,null,null,null,null,null,null,8740,1.7383253110480885E-4,0,0,0,0,0,0,0,0]
[null,null,null,null,null,null,null,null,null,8741,1.8363241998763476E-4,0,0,0,0,0,0,0,0]
[null,null,null,null,null,null,null,null,null,8742,1.9133233268128376E-4,0,0,0,0,0,0,0,0]
[null,null,null,null,null,null,null,null,null,8743,1.9483229299657875E-4,0,0,0,0,0,0,0,0]
[null,null,null,null,null,null,null,null,null,8744,1.8713238030292976E-4,0,0,0,0,0,0,0,0]
[null,null,null,null,null,null,null,null,null,8745,1.8223243586151677E-4,0,0,0,0,0,0,0,0]
[null,null,null,null,null,null,null,null,null,8746,1.8083245173539881E-4,0,0,0,0,0,0,0,0]
[null,null,null,null,null,null,null,null,null,8747,1.7663249935704484E-4,0,0,0,0,0,0,0,0]
[null,null,null,null,null,null,null,null,null,8748,1.7663249935704484E-4,0,0,0,0,0,0,0,0]
[null,null,null,null,null,null,null,null,null,8749,1.7663249935704484E-4,0,0,0,0,0,0,0,0]
[null,null,null,null,null,null,null,null,null,8750,1.7663249935704484E-4,0,0,0,0,0,0,0,0]
[null,null,null,null,null,null,null,null,null,8751,1.7733249142010382E-4,0,0,0,0,0,0,0,0]
[null,null,null,null,null,null,null,null,null,8752,1.7733249142010382E-4,0,0,0,0,0,0,0,0]
[null,null,null,null,null,null,null,null,null,8753,1.7873247554622181E-4,0,0,0,0,0,0,0,0]
[null,null,null,null,null,null,null,null,null,8754,1.8013245967233983E-4,0,0,0,0,0,0,0,0]
[null,null,null,null,null,null,null,null,null,8755,1.7943246760928082E-4,0,0,0,0,0,0,0,0]
[null,null,null,null,null,null,null,null,null,8756,1.8573239617681176E-4,0,0,0,0,0,0,0,0]
[null,null,null,null,null,null,null,null,null,8757,1.9693226918575575E-4,0,0,0,0,0,0,0,0]
[null,null,null,null,null,null,null,null,null,8758,2.0533217394246367E-4,0,0,0,0,0,0,0,0]
[null,null,null,null,null,null,null,null,null,8759,2.0883213425775863E-4,0,0,0,0,0,0,0,0]
[null,null,null,null,null,null,null,null,null,8760,2.165320469514076E-4,0,0,0,0,0,0,0,0]

{"sheet":"Back, Optimiser","index":9,"n_rows":197,"n_cols":29,"rows_kept":197,"cut":false,"hidden":false,"merged":[[10,13,11,13],[10,12,11,12],[10,10,11,10],[10,9,11,9],[10,8,11,8],[22,1,22,3],[26,1,26,3],[30,1,30,3],[18,1,18,3],[10,1,10,3],[14,1,14,3],[3,1,5,11],[9,26,9,28],[9,22,9,24],[10,19,11,19],[10,17,11,17],[10,16,11,16],[9,19,9,20],[10,7,11,7],[10,6,11,6],[10,5,11,5],[9,5,9,11],[9,12,9,18],[10,18,11,18],[10,11,11,11],[10,15,11,15],[10,14,11,14]]}
[]
[]
[]
[null,"This sheet contains the data and results for the cost optimiser."]
[]
[]
[]
[]
[]
[null,null,"Unit","Optimised System",null,"Prod 1 Total Cost",null,null,null,null,null,null,"Prod 2 Total Cost",null,null,null,null,null,null,"Total cost",null,null,"Optimiser Results",null,null,null,"Indicator line"]
[null,"Capacity",null,null,null,"Code","Prod 1 Percent","Prod 1 capacity \n(x-value)","Operation cost","Fixed","Investment","Prod 1 Cost","Code","Prod 2 percent","Prod 2 capacity \n(x-value)","Operation","Fixed","Investment","Prod 2 Cost",null,null,null,"Minimum cost:",{"$f":"MIN(T14:T104)","v":{"$error":"#N/A"}},"DKK",null,"x:",{"$f":"D12","v":{"$error":"#N/A"}},{"$f":"D12","v":{"$error":"#N/A"}}]
[null,"Prod 1","[MW]",{"$f":"INDEX(H14:H104,MATCH(X11,T14:T104,0))","v":{"$error":"#N/A"}},null,null,null,null,null,null,null,null,null,null,null,null,null,null,null,null,null,null,null,null,null,null,"y:",0,{"$f":"X11/1000000","v":{"$error":"#N/A"}}]
[null,"Prod 2","[MW]",{"$f":"INDEX(O14:O104,MATCH(X11,T14:T104,0))","v":{"$error":"#N/A"}},null,null,"[%]","[MW]","[DKK]","[DKK]","[DKK]","[DKK]",null,"[%]","[MW]","[DKK]","[DKK]","[DKK]","[DKK]","[DKK]","[million DKK]",null,"Prod 1 code:",{"$f":"INDEX(F14:F104,MATCH(X11,T14:T104,0))","v":{"$error":"#N/A"}}]
[null,"Total","[MW]",{"$f":"D12+D13","v":{"$error":"#N/A"}},null,"1, 0.05",0.95,{"$f":"G14*'Back, Results'!$D$18","v":30.435790520800385},{"$f":"IF(VLOOKUP(F14,prod_1_operation_cost_table,4,FALSE)*O14+VLOOKUP(F14,prod_1_operation_cost_table,5,FALSE)<0,0,VLOOKUP(F14,prod_1_operation_cost_table,4,FALSE)*H14+VLOOKUP(F14,prod_1_operation_cost_table,5,FALSE))","v":6884971584.3700819},{"$f":"(H14-1)*VLOOKUP('Back, Results'!$D$12,'Back, Additional Data'!$Y$13:$AU$18,23,FALSE)","v":{"$error":"#N/A"}},{"$f":"PMT($C$36,$C$37,VLOOKUP('Back, Results'!$D$12,Table_investment_cost,3)*H14*-1,0)*$C$37","v":{"$error":"#N/A"}},{"$f":"I14+J14+K14","v":{"$error":"#N/A"}},"1, 0.95",0.05,{"$f":"N14*'Back, Results'!$D$18","v":1.6018837116210731},{"$f":"IF(VLOOKUP(M14,prod_2_operation_cost_table,4,FALSE)*H14+VLOOKUP(M14,prod_2_operation_cost_table,5,FALSE)<0,0,VLOOKUP(M14,prod_2_operation_cost_table,4,FALSE)*O14+VLOOKUP(M14,prod_2_operation_cost_table,5,FALSE))","v":9896625.440454511},{"$f":"(O14-1)*VLOOKUP('Back, Results'!$D$13,'Back, Additional Data'!$Y$13:$AU$18,23,FALSE)","v":{"$error":"#N/A"}},{"$f":"PMT($C$36,$C$37,VLOOKUP('Back, Results'!$D$13,Table_investment_cost,3)*O14*-1,0)*$C$37","v":{"$error":"#N/A"}},{"$f":"P14+Q14+R14","v":{"$error":"#N/A"}},{"$f":"(S14+L14)/1","v":{"$error":"#N/A"}},{"$f":"T14/1000000","v":{"$error":"#N/A"}},null,"Prod 2 code:",{"$f":"INDEX(M14:M104,MATCH(X11,T14:T104,0))","v":{"$error":"#N/A"}},null,null,"x:",0,{"$f":"D12","v":{"$error":"#N/A"}}]
[null,"Heat Production",null,null,null,"1, 0.06",0.94,{"$f":"G15*'Back, Results'!$D$18","v":30.115413778476171},5519216294.6122971,{"$f":"(H15-1)*VLOOKUP('Back, Results'!$D$12,'Back, Additional Data'!$Y$13:$AU$18,23,FALSE)","v":{"$error":"#N/A"}},{"$f":"PMT($C$36,$C$37,VLOOKUP('Back, Results'!$D$12,Table_investment_cost,3)*H15*-1,0)*$C$37","v":{"$error":"#N/A"}},{"$f":"I15+J15+K15","v":{"$error":"#N/A"}},"1, 0.94",0.06,{"$f":"N15*'Back, Results'!$D$18","v":1.9222604539452874},10854347.16906924,{"$f":"(O15-1)*VLOOKUP('Back, Results'!$D$13,'Back, Additional Data'!$Y$13:$AU$18,23,FALSE)","v":{"$error":"#N/A"}},{"$f":"PMT($C$36,$C$37,VLOOKUP('Back, Results'!$D$13,Table_investment_cost,3)*O15*-1,0)*$C$37","v":{"$error":"#N/A"}},{"$f":"P15+Q15+R15","v":{"$error":"#N/A"}},{"$f":"(S15+L15)/1","v":{"$error":"#N/A"}},{"$f":"T15/1000000","v":{"$error":"#N/A"}},null,null,null,null,null,"y:",{"$f":"X11/1000000","v":{"$error":"#N/A"}},{"$f":"X11/1000000","v":{"$error":"#N/A"}}]
[null,"Prod 1","[MWh]",{"$f":"IF(VLOOKUP(X13,prod_1_heat_production_table,4,FALSE)*D13+VLOOKUP(X13,prod_1_heat_production_table,5,FALSE)<0,0,VLOOKUP(X13,prod_1_heat_production_table,4,FALSE)*D13+VLOOKUP(X13,prod_1_heat_production_table,5,FALSE))","v":{"$error":"#N/A"}},null,"1, 0.07",0.93,{"$f":"G16*'Back, Results'!$D$18","v":29.795037036151957},4550271372.6761189,{"$f":"(H16-1)*VLOOKUP('Back, Results'!$D$12,'Back, Additional Data'!$Y$13:$AU$18,23,FALSE)","v":{"$error":"#N/A"}},{"$f":"PMT($C$36,$C$37,VLOOKUP('Back, Results'!$D$12,Table_investment_cost,3)*H16*-1,0)*$C$37","v":{"$error":"#N/A"}},{"$error":"#N/A"},"1, 0.93",7.0000000000000007E-2,{"$f":"N16*'Back, Results'!$D$18","v":2.2426371962695022},12007783.322383551,{"$f":"(O16-1)*VLOOKUP('Back, Results'!$D$13,'Back, Additional Data'!$Y$13:$AU$18,23,FALSE)","v":{"$error":"#N/A"}},{"$f":"PMT($C$36,$C$37,VLOOKUP('Back, Results'!$D$13,Table_investment_cost,3)*O16*-1,0)*$C$37","v":{"$error":"#N/A"}},{"$error":"#N/A"},{"$error":"#N/A"},{"$error":"#N/A"}]
[null,"Prod 2","[MWh]",{"$f":"IF(VLOOKUP(X14,prod_2_heat_production_table,4,FALSE)*D12+VLOOKUP(X14,prod_2_heat_production_table,5,FALSE)<0,0,VLOOKUP(X14,prod_2_heat_production_table,4,FALSE)*D12+VLOOKUP(X14,prod_2_heat_production_table,5,FALSE))","v":{"$error":"#N/A"}},null,"1, 0.08",0.92,{"$f":"G17*'Back, Results'!$D$18","v":29.474660293827743},3829173332.959548,{"$f":"(H17-1)*VLOOKUP('Back, Results'!$D$12,'Back, Additional Data'!$Y$13:$AU$18,23,FALSE)","v":{"$error":"#N/A"}},{"$f":"PMT($C$36,$C$37,VLOOKUP('Back, Results'!$D$12,Table_investment_cost,3)*H17*-1,0)*$C$37","v":{"$error":"#N/A"}},{"$error":"#N/A"},"1, 0.92",0.08,{"$f":"N17*'Back, Results'!$D$18","v":2.5630139385937167},13355595.967405742,{"$f":"(O17-1)*VLOOKUP('Back, Results'!$D$13,'Back, Additional Data'!$Y$13:$AU$18,23,FALSE)","v":{"$error":"#N/A"}},{"$f":"PMT($C$36,$C$37,VLOOKUP('Back, Results'!$D$13,Table_investment_cost,3)*O17*-1,0)*$C$37","v":{"$error":"#N/A"}},{"$error":"#N/A"},{"$error":"#N/A"},{"$error":"#N/A"}]
[null,"Total","[MWh]",{"$f":"D16+D17","v":{"$error":"#N/A"}},null,"1, 0.09",0.91,{"$f":"G18*'Back, Results'!$D$18","v":29.154283551503529},3273166789.8584599,{"$f":"(H18-1)*VLOOKUP('Back, Results'!$D$12,'Back, Additional Data'!$Y$13:$AU$18,23,FALSE)","v":{"$error":"#N/A"}},{"$f":"PMT($C$36,$C$37,VLOOKUP('Back, Results'!$D$12,Table_investment_cost,3)*H18*-1,0)*$C$37","v":{"$error":"#N/A"}},{"$error":"#N/A"},"1, 0.91",0.09,{"$f":"N18*'Back, Results'!$D$18","v":2.8833906809179313},14896584.161068898,{"$f":"(O18-1)*VLOOKUP('Back, Results'!$D$13,'Back, Additional Data'!$Y$13:$AU$18,23,FALSE)","v":{"$error":"#N/A"}},{"$f":"PMT($C$36,$C$37,VLOOKUP('Back, Results'!$D$13,Table_investment_cost,3)*O18*-1,0)*$C$37","v":{"$error":"#N/A"}},{"$error":"#N/A"},{"$error":"#N/A"},{"$error":"#N/A"}]
[null,"Operation Cost",null,null,null,"1, 0.1",0.9,{"$f":"G19*'Back, Results'!$D$18","v":28.833906809179314},2832600407.7676678,{"$f":"(H19-1)*VLOOKUP('Back, Results'!$D$12,'Back, Additional Data'!$Y$13:$AU$18,23,FALSE)","v":{"$error":"#N/A"}},{"$f":"PMT($C$36,$C$37,VLOOKUP('Back, Results'!$D$12,Table_investment_cost,3)*H19*-1,0)*$C$37","v":{"$error":"#N/A"}},{"$error":"#N/A"},"1, 0.9",0.1,{"$f":"N19*'Back, Results'!$D$18","v":3.2037674232421463},16629691.560783731,{"$f":"(O19-1)*VLOOKUP('Back, Results'!$D$13,'Back, Additional Data'!$Y$13:$AU$18,23,FALSE)","v":{"$error":"#N/A"}},{"$f":"PMT($C$36,$C$37,VLOOKUP('Back, Results'!$D$13,Table_investment_cost,3)*O19*-1,0)*$C$37","v":{"$error":"#N/A"}},{"$error":"#N/A"},{"$error":"#N/A"},{"$error":"#N/A"}]
[null,"Prod 1","[DKK]",{"$f":"IF(VLOOKUP(X13,prod_1_operation_cost_table,4,FALSE)*D13+VLOOKUP(X13,prod_1_operation_cost_table,5,FALSE)<0,0,VLOOKUP(X13,prod_1_operation_cost_table,4,FALSE)*D13+VLOOKUP(X13,prod_1_operation_cost_table,5,FALSE))+(D12-1)*VLOOKUP('Back, Results'!$D$12,'Back, Additional Data'!$Y$13:$AU$18,23,FALSE)","v":{"$error":"#N/A"}},null,"1, 0.11",0.89,{"$f":"G20*'Back, Results'!$D$18","v":28.5135300668551},2475879605.6268654,{"$f":"(H20-1)*VLOOKUP('Back, Results'!$D$12,'Back, Additional Data'!$Y$13:$AU$18,23,FALSE)","v":{"$error":"#N/A"}},{"$f":"PMT($C$36,$C$37,VLOOKUP('Back, Results'!$D$12,Table_investment_cost,3)*H20*-1,0)*$C$37","v":{"$error":"#N/A"}},{"$error":"#N/A"},"1, 0.89",0.11,{"$f":"N20*'Back, Results'!$D$18","v":3.5241441655663603},18554014.548061453,{"$f":"(O20-1)*VLOOKUP('Back, Results'!$D$13,'Back, Additional Data'!$Y$13:$AU$18,23,FALSE)","v":{"$error":"#N/A"}},{"$f":"PMT($C$36,$C$37,VLOOKUP('Back, Results'!$D$13,Table_investment_cost,3)*O20*-1,0)*$C$37","v":{"$error":"#N/A"}},{"$error":"#N/A"},{"$error":"#N/A"},{"$error":"#N/A"}]
[null,"Prod 2","[DKK]",{"$f":"IF(VLOOKUP(X14,prod_2_operation_cost_table,4,FALSE)*D12+VLOOKUP(X14,prod_2_operation_cost_table,5,FALSE)<0,0,VLOOKUP(X14,prod_2_operation_cost_table,4,FALSE)*D13+VLOOKUP(X14,prod_2_operation_cost_table,5,FALSE))+(D13-1)*VLOOKUP('Back, Results'!$D$13,'Back, Additional Data'!$Y$13:$AU$18,23,FALSE)","v":{"$error":"#N/A"}},null,"1, 0.12",0.88,{"$f":"G21*'Back, Results'!$D$18","v":28.193153324530883},2181942909.1935902,{"$f":"(H21-1)*VLOOKUP('Back, Results'!$D$12,'Back, Additional Data'!$Y$13:$AU$18,23,FALSE)","v":{"$error":"#N/A"}},{"$f":"PMT($C$36,$C$37,VLOOKUP('Back, Results'!$D$12,Table_investment_cost,3)*H21*-1,0)*$C$37","v":{"$error":"#N/A"}},{"$error":"#N/A"},"1, 0.88",0.12,{"$f":"N21*'Back, Results'!$D$18","v":3.8445209078905749},20668810.906016603,{"$f":"(O21-1)*VLOOKUP('Back, Results'!$D$13,'Back, Additional Data'!$Y$13:$AU$18,23,FALSE)","v":{"$error":"#N/A"}},{"$f":"PMT($C$36,$C$37,VLOOKUP('Back, Results'!$D$13,Table_investment_cost,3)*O21*-1,0)*$C$37","v":{"$error":"#N/A"}},{"$error":"#N/A"},{"$error":"#N/A"},{"$error":"#N/A"}]
[null,"Total","[DKK]",{"$f":"D20+D21","v":{"$error":"#N/A"}},null,"1, 0.13",0.87,{"$f":"G22*'Back, Results'!$D$18","v":27.872776582206669},1936210756.1132824,{"$f":"(H22-1)*VLOOKUP('Back, Results'!$D$12,'Back, Additional Data'!$Y$13:$AU$18,23,FALSE)","v":{"$error":"#N/A"}},{"$f":"PMT($C$36,$C$37,VLOOKUP('Back, Results'!$D$12,Table_investment_cost,3)*H22*-1,0)*$C$37","v":{"$error":"#N/A"}},{"$error":"#N/A"},"1, 0.87",0.13,{"$f":"N22*'Back, Results'!$D$18","v":4.1648976502147894},22973509.095324621,{"$f":"(O22-1)*VLOOKUP('Back, Results'!$D$13,'Back, Additional Data'!$Y$13:$AU$18,23,FALSE)","v":{"$error":"#N/A"}},{"$f":"PMT($C$36,$C$37,VLOOKUP('Back, Results'!$D$13,Table_investment_cost,3)*O22*-1,0)*$C$37","v":{"$error":"#N/A"}},{"$error":"#N/A"},{"$error":"#N/A"},{"$error":"#N/A"}]
[null,"Investment Cost",null,null,null,"1, 0.14",0.86,{"$f":"G23*'Back, Results'!$D$18","v":27.552399839882455},1728270527.3878932,{"$f":"(H23-1)*VLOOKUP('Back, Results'!$D$12,'Back, Additional Data'!$Y$13:$AU$18,23,FALSE)","v":{"$error":"#N/A"}},{"$f":"PMT($C$36,$C$37,VLOOKUP('Back, Results'!$D$12,Table_investment_cost,3)*H23*-1,0)*$C$37","v":{"$error":"#N/A"}},{"$error":"#N/A"},"1, 0.86",0.14000000000000001,{"$f":"N23*'Back, Results'!$D$18","v":4.4852743925390044},25467718.177333836,{"$f":"(O23-1)*VLOOKUP('Back, Results'!$D$13,'Back, Additional Data'!$Y$13:$AU$18,23,FALSE)","v":{"$error":"#N/A"}},{"$f":"PMT($C$36,$C$37,VLOOKUP('Back, Results'!$D$13,Table_investment_cost,3)*O23*-1,0)*$C$37","v":{"$error":"#N/A"}},{"$error":"#N/A"},{"$error":"#N/A"},{"$error":"#N/A"}]
[null,"Prod 1","[DKK]",{"$f":"(PMT($C$36,$C$37,VLOOKUP('Back, Results'!$D$12,Table_investment_cost,3)*D12*-1,0))*$C$37","v":{"$error":"#N/A"}},null,"1, 0.15",0.85,{"$f":"G24*'Back, Results'!$D$18","v":27.23202309755824},1550487566.2570479,{"$f":"(H24-1)*VLOOKUP('Back, Results'!$D$12,'Back, Additional Data'!$Y$13:$AU$18,23,FALSE)","v":{"$error":"#N/A"}},{"$f":"PMT($C$36,$C$37,VLOOKUP('Back, Results'!$D$12,Table_investment_cost,3)*H24*-1,0)*$C$37","v":{"$error":"#N/A"}},{"$error":"#N/A"},"1, 0.85",0.15,{"$f":"N24*'Back, Results'!$D$18","v":4.8056511348632185},28151238.437633894,{"$f":"(O24-1)*VLOOKUP('Back, Results'!$D$13,'Back, Additional Data'!$Y$13:$AU$18,23,FALSE)","v":{"$error":"#N/A"}},{"$f":"PMT($C$36,$C$37,VLOOKUP('Back, Results'!$D$13,Table_investment_cost,3)*O24*-1,0)*$C$37","v":{"$error":"#N/A"}},{"$error":"#N/A"},{"$error":"#N/A"},{"$error":"#N/A"}]
[null,"Prod 2","[DKK]",{"$f":"PMT($C$36,$C$37,VLOOKUP('Back, Results'!$D$13,Table_investment_cost,3)*D13*-1,0)*$C$37","v":{"$error":"#N/A"}},null,"1, 0.16",0.84,{"$f":"G25*'Back, Results'!$D$18","v":26.911646355234023},1397137064.9987698,{"$f":"(H25-1)*VLOOKUP('Back, Results'!$D$12,'Back, Additional Data'!$Y$13:$AU$18,23,FALSE)","v":{"$error":"#N/A"}},{"$f":"PMT($C$36,$C$37,VLOOKUP('Back, Results'!$D$12,Table_investment_cost,3)*H25*-1,0)*$C$37","v":{"$error":"#N/A"}},{"$error":"#N/A"},"1, 0.84",0.16,{"$f":"N25*'Back, Results'!$D$18","v":5.1260278771874335},31024072.768453918,{"$f":"(O25-1)*VLOOKUP('Back, Results'!$D$13,'Back, Additional Data'!$Y$13:$AU$18,23,FALSE)","v":{"$error":"#N/A"}},{"$f":"PMT($C$36,$C$37,VLOOKUP('Back, Results'!$D$13,Table_investment_cost,3)*O25*-1,0)*$C$37","v":{"$error":"#N/A"}},{"$error":"#N/A"},{"$error":"#N/A"},{"$error":"#N/A"}]
[null,"Total","[DKK]",{"$f":"D24+D25","v":{"$error":"#N/A"}},null,"1, 0.17",0.83,{"$f":"G26*'Back, Results'!$D$18","v":26.591269612909809},1263842344.6240726,{"$f":"(H26-1)*VLOOKUP('Back, Results'!$D$12,'Back, Additional Data'!$Y$13:$AU$18,23,FALSE)","v":{"$error":"#N/A"}},{"$f":"PMT($C$36,$C$37,VLOOKUP('Back, Results'!$D$12,Table_investment_cost,3)*H26*-1,0)*$C$37","v":{"$error":"#N/A"}},{"$error":"#N/A"},"1, 0.83",0.17,{"$f":"N26*'Back, Results'!$D$18","v":5.4464046195116484},34086438.87387979,{"$f":"(O26-1)*VLOOKUP('Back, Results'!$D$13,'Back, Additional Data'!$Y$13:$AU$18,23,FALSE)","v":{"$error":"#N/A"}},{"$f":"PMT($C$36,$C$37,VLOOKUP('Back, Results'!$D$13,Table_investment_cost,3)*O26*-1,0)*$C$37","v":{"$error":"#N/A"}},{"$error":"#N/A"},{"$error":"#N/A"},{"$error":"#N/A"}]
[null,"Total Cost",null,null,null,"1, 0.18",0.82,{"$f":"G27*'Back, Results'!$D$18","v":26.270892870585595},1147200374.6733503,{"$f":"(H27-1)*VLOOKUP('Back, Results'!$D$12,'Back, Additional Data'!$Y$13:$AU$18,23,FALSE)","v":{"$error":"#N/A"}},{"$f":"PMT($C$36,$C$37,VLOOKUP('Back, Results'!$D$12,Table_investment_cost,3)*H27*-1,0)*$C$37","v":{"$error":"#N/A"}},{"$error":"#N/A"},"1, 0.82",0.18,{"$f":"N27*'Back, Results'!$D$18","v":5.7667813618358625},37338782.368136548,{"$f":"(O27-1)*VLOOKUP('Back, Results'!$D$13,'Back, Additional Data'!$Y$13:$AU$18,23,FALSE)","v":{"$error":"#N/A"}},{"$f":"PMT($C$36,$C$37,VLOOKUP('Back, Results'!$D$13,Table_investment_cost,3)*O27*-1,0)*$C$37","v":{"$error":"#N/A"}},{"$error":"#N/A"},{"$error":"#N/A"},{"$error":"#N/A"}]
[null,"Prod 1","[DKK]",{"$f":"D20+D24","v":{"$error":"#N/A"}},null,"1, 0.19",0.81,{"$f":"G28*'Back, Results'!$D$18","v":25.950516128261384},1044525549.9191717,{"$f":"(H28-1)*VLOOKUP('Back, Results'!$D$12,'Back, Additional Data'!$Y$13:$AU$18,23,FALSE)","v":{"$error":"#N/A"}},{"$f":"PMT($C$36,$C$37,VLOOKUP('Back, Results'!$D$12,Table_investment_cost,3)*H28*-1,0)*$C$37","v":{"$error":"#N/A"}},{"$error":"#N/A"},"1, 0.81",0.19,{"$f":"N28*'Back, Results'!$D$18","v":6.0871581041600775},40781790.84411864,{"$f":"(O28-1)*VLOOKUP('Back, Results'!$D$13,'Back, Additional Data'!$Y$13:$AU$18,23,FALSE)","v":{"$error":"#N/A"}},{"$f":"PMT($C$36,$C$37,VLOOKUP('Back, Results'!$D$13,Table_investment_cost,3)*O28*-1,0)*$C$37","v":{"$error":"#N/A"}},{"$error":"#N/A"},{"$error":"#N/A"},{"$error":"#N/A"}]
[null,"Prod 2","[DKK]",{"$f":"D21+D25","v":{"$error":"#N/A"}},null,"1, 0.2",0.8,{"$f":"G29*'Back, Results'!$D$18","v":25.63013938593717},953670334.0582372,{"$f":"(H29-1)*VLOOKUP('Back, Results'!$D$12,'Back, Additional Data'!$Y$13:$AU$18,23,FALSE)","v":{"$error":"#N/A"}},{"$f":"PMT($C$36,$C$37,VLOOKUP('Back, Results'!$D$12,Table_investment_cost,3)*H29*-1,0)*$C$37","v":{"$error":"#N/A"}},{"$error":"#N/A"},"1, 0.8",0.2,{"$f":"N29*'Back, Results'!$D$18","v":6.4075348464842925},44416408.997055568,{"$f":"(O29-1)*VLOOKUP('Back, Results'!$D$13,'Back, Additional Data'!$Y$13:$AU$18,23,FALSE)","v":{"$error":"#N/A"}},{"$f":"PMT($C$36,$C$37,VLOOKUP('Back, Results'!$D$13,Table_investment_cost,3)*O29*-1,0)*$C$37","v":{"$error":"#N/A"}},{"$error":"#N/A"},{"$error":"#N/A"},{"$error":"#N/A"}]
[null,"Total","[DKK]",{"$f":"D28+D29","v":{"$error":"#N/A"}},null,"1, 0.21",0.79,{"$f":"G30*'Back, Results'!$D$18","v":25.309762643612952},872897148.06277537,{"$f":"(H30-1)*VLOOKUP('Back, Results'!$D$12,'Back, Additional Data'!$Y$13:$AU$18,23,FALSE)","v":{"$error":"#N/A"}},{"$f":"PMT($C$36,$C$37,VLOOKUP('Back, Results'!$D$12,Table_investment_cost,3)*H30*-1,0)*$C$37","v":{"$error":"#N/A"}},{"$error":"#N/A"},"1, 0.79",0.21,{"$f":"N30*'Back, Results'!$D$18","v":6.7279115888085057},48243854.896810874,{"$f":"(O30-1)*VLOOKUP('Back, Results'!$D$13,'Back, Additional Data'!$Y$13:$AU$18,23,FALSE)","v":{"$error":"#N/A"}},{"$f":"PMT($C$36,$C$37,VLOOKUP('Back, Results'!$D$13,Table_investment_cost,3)*O30*-1,0)*$C$37","v":{"$error":"#N/A"}},{"$error":"#N/A"},{"$error":"#N/A"},{"$error":"#N/A"}]
[null,"Heat Price",null,null,null,"1, 0.22",0.78,{"$f":"G31*'Back, Results'!$D$18","v":24.989385901288738},800785198.07246971,{"$f":"(H31-1)*VLOOKUP('Back, Results'!$D$12,'Back, Additional Data'!$Y$13:$AU$18,23,FALSE)","v":{"$error":"#N/A"}},{"$f":"PMT($C$36,$C$37,VLOOKUP('Back, Results'!$D$12,Table_investment_cost,3)*H31*-1,0)*$C$37","v":{"$error":"#N/A"}},{"$error":"#N/A"},"1, 0.78",0.22,{"$f":"N31*'Back, Results'!$D$18","v":7.0482883311327207},52265637.511897385,{"$f":"(O31-1)*VLOOKUP('Back, Results'!$D$13,'Back, Additional Data'!$Y$13:$AU$18,23,FALSE)","v":{"$error":"#N/A"}},{"$f":"PMT($C$36,$C$37,VLOOKUP('Back, Results'!$D$13,Table_investment_cost,3)*O31*-1,0)*$C$37","v":{"$error":"#N/A"}},{"$error":"#N/A"},{"$error":"#N/A"},{"$error":"#N/A"}]
[null,"Prod 1","[DKK/MWh]",{"$f":"D28/D16","v":{"$error":"#N/A"}},null,"1, 0.23",0.77,{"$f":"G32*'Back, Results'!$D$18","v":24.669009158964524},736161609.05370605,{"$f":"(H32-1)*VLOOKUP('Back, Results'!$D$12,'Back, Additional Data'!$Y$13:$AU$18,23,FALSE)","v":{"$error":"#N/A"}},{"$f":"PMT($C$36,$C$37,VLOOKUP('Back, Results'!$D$12,Table_investment_cost,3)*H32*-1,0)*$C$37","v":{"$error":"#N/A"}},{"$error":"#N/A"},"1, 0.77",0.23,{"$f":"N32*'Back, Results'!$D$18","v":7.3686650734569357},56483575.599000178,{"$f":"(O32-1)*VLOOKUP('Back, Results'!$D$13,'Back, Additional Data'!$Y$13:$AU$18,23,FALSE)","v":{"$error":"#N/A"}},{"$f":"PMT($C$36,$C$37,VLOOKUP('Back, Results'!$D$13,Table_investment_cost,3)*O32*-1,0)*$C$37","v":{"$error":"#N/A"}},{"$error":"#N/A"},{"$error":"#N/A"},{"$error":"#N/A"}]
[null,"Prod 2","[DKK/MWh]",{"$f":"D29/D17","v":{"$error":"#N/A"}},null,"1, 0.24",0.76,{"$f":"G33*'Back, Results'!$D$18","v":24.34863241664031},678049775.04401076,{"$f":"(H33-1)*VLOOKUP('Back, Results'!$D$12,'Back, Additional Data'!$Y$13:$AU$18,23,FALSE)","v":{"$error":"#N/A"}},{"$f":"PMT($C$36,$C$37,VLOOKUP('Back, Results'!$D$12,Table_investment_cost,3)*H33*-1,0)*$C$37","v":{"$error":"#N/A"}},{"$error":"#N/A"},"1, 0.76",0.24,{"$f":"N33*'Back, Results'!$D$18","v":7.6890418157811498},60899818.083777964,{"$f":"(O33-1)*VLOOKUP('Back, Results'!$D$13,'Back, Additional Data'!$Y$13:$AU$18,23,FALSE)","v":{"$error":"#N/A"}},{"$f":"PMT($C$36,$C$37,VLOOKUP('Back, Results'!$D$13,Table_investment_cost,3)*O33*-1,0)*$C$37","v":{"$error":"#N/A"}},{"$error":"#N/A"},{"$error":"#N/A"},{"$error":"#N/A"}]
[null,"Total","[DKK/MWh]",{"$f":"D30/D18","v":{"$error":"#N/A"}},null,"1, 0.25",0.75,{"$f":"G34*'Back, Results'!$D$18","v":24.028255674316092},625630105.33782136,{"$f":"(H34-1)*VLOOKUP('Back, Results'!$D$12,'Back, Additional Data'!$Y$13:$AU$18,23,FALSE)","v":{"$error":"#N/A"}},{"$f":"PMT($C$36,$C$37,VLOOKUP('Back, Results'!$D$12,Table_investment_cost,3)*H34*-1,0)*$C$37","v":{"$error":"#N/A"}},{"$error":"#N/A"},"1, 0.75",0.25,{"$f":"N34*'Back, Results'!$D$18","v":8.0094185581053647},65516866.07212767,{"$f":"(O34-1)*VLOOKUP('Back, Results'!$D$13,'Back, Additional Data'!$Y$13:$AU$18,23,FALSE)","v":{"$error":"#N/A"}},{"$f":"PMT($C$36,$C$37,VLOOKUP('Back, Results'!$D$13,Table_investment_cost,3)*O34*-1,0)*$C$37","v":{"$error":"#N/A"}},{"$error":"#N/A"},{"$error":"#N/A"},{"$error":"#N/A"}]
[null,null,null,null,null,"1, 0.26",0.74,{"$f":"G35*'Back, Results'!$D$18","v":23.707878931991878},578209829.2447741,{"$f":"(H35-1)*VLOOKUP('Back, Results'!$D$12,'Back, Additional Data'!$Y$13:$AU$18,23,FALSE)","v":{"$error":"#N/A"}},{"$f":"PMT($C$36,$C$37,VLOOKUP('Back, Results'!$D$12,Table_investment_cost,3)*H35*-1,0)*$C$37","v":{"$error":"#N/A"}},{"$error":"#N/A"},"1, 0.74",0.26,{"$f":"N35*'Back, Results'!$D$18","v":8.3297953004295788},70337596.646143734,{"$f":"(O35-1)*VLOOKUP('Back, Results'!$D$13,'Back, Additional Data'!$Y$13:$AU$18,23,FALSE)","v":{"$error":"#N/A"}},{"$f":"PMT($C$36,$C$37,VLOOKUP('Back, Results'!$D$13,Table_investment_cost,3)*O35*-1,0)*$C$37","v":{"$error":"#N/A"}},{"$error":"#N/A"},{"$error":"#N/A"},{"$error":"#N/A"}]
[null,"Interest rate:",{"$f":"'Back, Additional Data'!$BF$14","v":0.04},null,null,"1, 0.27",0.73,{"$f":"G36*'Back, Results'!$D$18","v":23.387502189667664},535199510.90170336,{"$f":"(H36-1)*VLOOKUP('Back, Results'!$D$12,'Back, Additional Data'!$Y$13:$AU$18,23,FALSE)","v":{"$error":"#N/A"}},{"$f":"PMT($C$36,$C$37,VLOOKUP('Back, Results'!$D$12,Table_investment_cost,3)*H36*-1,0)*$C$37","v":{"$error":"#N/A"}},{"$error":"#N/A"},"1, 0.73",0.27,{"$f":"N36*'Back, Results'!$D$18","v":8.6501720427537947},75365288.615919411,{"$f":"(O36-1)*VLOOKUP('Back, Results'!$D$13,'Back, Additional Data'!$Y$13:$AU$18,23,FALSE)","v":{"$error":"#N/A"}},{"$f":"PMT($C$36,$C$37,VLOOKUP('Back, Results'!$D$13,Table_investment_cost,3)*O36*-1,0)*$C$37","v":{"$error":"#N/A"}},{"$error":"#N/A"},{"$error":"#N/A"},{"$error":"#N/A"}]
[null,"Years:",20,null,null,"1, 0.28",0.72,{"$f":"G37*'Back, Results'!$D$18","v":23.06712544734345},496094596.62492877,{"$f":"(H37-1)*VLOOKUP('Back, Results'!$D$12,'Back, Additional Data'!$Y$13:$AU$18,23,FALSE)","v":{"$error":"#N/A"}},{"$f":"PMT($C$36,$C$37,VLOOKUP('Back, Results'!$D$12,Table_investment_cost,3)*H37*-1,0)*$C$37","v":{"$error":"#N/A"}},{"$error":"#N/A"},"1, 0.72",0.28000000000000003,{"$f":"N37*'Back, Results'!$D$18","v":8.9705487850780088},80603650.417314455,{"$f":"(O37-1)*VLOOKUP('Back, Results'!$D$13,'Back, Additional Data'!$Y$13:$AU$18,23,FALSE)","v":{"$error":"#N/A"}},{"$f":"PMT($C$36,$C$37,VLOOKUP('Back, Results'!$D$13,Table_investment_cost,3)*O37*-1,0)*$C$37","v":{"$error":"#N/A"}},{"$error":"#N/A"},{"$error":"#N/A"},{"$error":"#N/A"}]
[null,null,null,null,null,"1, 0.29",0.71,{"$f":"G38*'Back, Results'!$D$18","v":22.746748705019236},460460780.05172199,{"$f":"(H38-1)*VLOOKUP('Back, Results'!$D$12,'Back, Additional Data'!$Y$13:$AU$18,23,FALSE)","v":{"$error":"#N/A"}},{"$f":"PMT($C$36,$C$37,VLOOKUP('Back, Results'!$D$12,Table_investment_cost,3)*H38*-1,0)*$C$37","v":{"$error":"#N/A"}},{"$error":"#N/A"},"1, 0.71",0.28999999999999998,{"$f":"N38*'Back, Results'!$D$18","v":9.2909255274022229},86056850.367300987,{"$f":"(O38-1)*VLOOKUP('Back, Results'!$D$13,'Back, Additional Data'!$Y$13:$AU$18,23,FALSE)","v":{"$error":"#N/A"}},{"$f":"PMT($C$36,$C$37,VLOOKUP('Back, Results'!$D$13,Table_investment_cost,3)*O38*-1,0)*$C$37","v":{"$error":"#N/A"}},{"$error":"#N/A"},{"$error":"#N/A"},{"$error":"#N/A"}]
[null,null,null,null,null,"1, 0.3",0.7,{"$f":"G39*'Back, Results'!$D$18","v":22.426371962695018},427922294.25348151,{"$f":"(H39-1)*VLOOKUP('Back, Results'!$D$12,'Back, Additional Data'!$Y$13:$AU$18,23,FALSE)","v":{"$error":"#N/A"}},{"$f":"PMT($C$36,$C$37,VLOOKUP('Back, Results'!$D$12,Table_investment_cost,3)*H39*-1,0)*$C$37","v":{"$error":"#N/A"}},{"$error":"#N/A"},"1, 0.7",0.3,{"$f":"N39*'Back, Results'!$D$18","v":9.611302269726437},91729549.512606665,{"$f":"(O39-1)*VLOOKUP('Back, Results'!$D$13,'Back, Additional Data'!$Y$13:$AU$18,23,FALSE)","v":{"$error":"#N/A"}},{"$f":"PMT($C$36,$C$37,VLOOKUP('Back, Results'!$D$13,Table_investment_cost,3)*O39*-1,0)*$C$37","v":{"$error":"#N/A"}},{"$error":"#N/A"},{"$error":"#N/A"},{"$error":"#N/A"}]
[null,null,null,null,null,"1, 0.31",0.69,{"$f":"G40*'Back, Results'!$D$18","v":22.105995220370804},398152469.89151943,{"$f":"(H40-1)*VLOOKUP('Back, Results'!$D$12,'Back, Additional Data'!$Y$13:$AU$18,23,FALSE)","v":{"$error":"#N/A"}},{"$f":"PMT($C$36,$C$37,VLOOKUP('Back, Results'!$D$12,Table_investment_cost,3)*H40*-1,0)*$C$37","v":{"$error":"#N/A"}},{"$error":"#N/A"},"1, 0.69",0.31,{"$f":"N40*'Back, Results'!$D$18","v":9.9316790120506528},97626937.334775358,{"$f":"(O40-1)*VLOOKUP('Back, Results'!$D$13,'Back, Additional Data'!$Y$13:$AU$18,23,FALSE)","v":{"$error":"#N/A"}},{"$f":"PMT($C$36,$C$37,VLOOKUP('Back, Results'!$D$13,Table_investment_cost,3)*O40*-1,0)*$C$37","v":{"$error":"#N/A"}},{"$error":"#N/A"},{"$error":"#N/A"},{"$error":"#N/A"}]
[null,null,null,null,null,"1, 0.32",0.68,{"$f":"G41*'Back, Results'!$D$18","v":21.785618478046594},370866063.7186377,{"$f":"(H41-1)*VLOOKUP('Back, Results'!$D$12,'Back, Additional Data'!$Y$13:$AU$18,23,FALSE)","v":{"$error":"#N/A"}},{"$f":"PMT($C$36,$C$37,VLOOKUP('Back, Results'!$D$12,Table_investment_cost,3)*H41*-1,0)*$C$37","v":{"$error":"#N/A"}},{"$error":"#N/A"},"1, 0.68",0.32,{"$f":"N41*'Back, Results'!$D$18","v":10.252055754374867},103754770.60566252,{"$f":"(O41-1)*VLOOKUP('Back, Results'!$D$13,'Back, Additional Data'!$Y$13:$AU$18,23,FALSE)","v":{"$error":"#N/A"}},{"$f":"PMT($C$36,$C$37,VLOOKUP('Back, Results'!$D$13,Table_investment_cost,3)*O41*-1,0)*$C$37","v":{"$error":"#N/A"}},{"$error":"#N/A"},{"$error":"#N/A"},{"$error":"#N/A"}]
[null,null,null,null,null,"1, 0.33",0.67,{"$f":"G42*'Back, Results'!$D$18","v":21.46524173572238},345812981.89859754,{"$f":"(H42-1)*VLOOKUP('Back, Results'!$D$12,'Back, Additional Data'!$Y$13:$AU$18,23,FALSE)","v":{"$error":"#N/A"}},{"$f":"PMT($C$36,$C$37,VLOOKUP('Back, Results'!$D$12,Table_investment_cost,3)*H42*-1,0)*$C$37","v":{"$error":"#N/A"}},{"$error":"#N/A"},"1, 0.67",0.33,{"$f":"N42*'Back, Results'!$D$18","v":10.572432496699083},110119415.72253744,{"$f":"(O42-1)*VLOOKUP('Back, Results'!$D$13,'Back, Additional Data'!$Y$13:$AU$18,23,FALSE)","v":{"$error":"#N/A"}},{"$f":"PMT($C$36,$C$37,VLOOKUP('Back, Results'!$D$13,Table_investment_cost,3)*O42*-1,0)*$C$37","v":{"$error":"#N/A"}},{"$error":"#N/A"},{"$error":"#N/A"},{"$error":"#N/A"}]
[null,null,null,null,null,"1, 0.34",0.66,{"$f":"G43*'Back, Results'!$D$18","v":21.144864993398166},322773110.97509825,{"$f":"(H43-1)*VLOOKUP('Back, Results'!$D$12,'Back, Additional Data'!$Y$13:$AU$18,23,FALSE)","v":{"$error":"#N/A"}},{"$f":"PMT($C$36,$C$37,VLOOKUP('Back, Results'!$D$12,Table_investment_cost,3)*H43*-1,0)*$C$37","v":{"$error":"#N/A"}},{"$error":"#N/A"},"1, 0.66",0.34,{"$f":"N43*'Back, Results'!$D$18","v":10.892809239023297},116727894.89182499,{"$f":"(O43-1)*VLOOKUP('Back, Results'!$D$13,'Back, Additional Data'!$Y$13:$AU$18,23,FALSE)","v":{"$error":"#N/A"}},{"$f":"PMT($C$36,$C$37,VLOOKUP('Back, Results'!$D$13,Table_investment_cost,3)*O43*-1,0)*$C$37","v":{"$error":"#N/A"}},{"$error":"#N/A"},{"$error":"#N/A"},{"$error":"#N/A"}]
[null,null,null,null,null,"1, 0.35",0.65,{"$f":"G44*'Back, Results'!$D$18","v":20.824488251073948},301552034.96035492,{"$f":"(H44-1)*VLOOKUP('Back, Results'!$D$12,'Back, Additional Data'!$Y$13:$AU$18,23,FALSE)","v":{"$error":"#N/A"}},{"$f":"PMT($C$36,$C$37,VLOOKUP('Back, Results'!$D$12,Table_investment_cost,3)*H44*-1,0)*$C$37","v":{"$error":"#N/A"}},{"$error":"#N/A"},"1, 0.65",0.35,{"$f":"N44*'Back, Results'!$D$18","v":11.213185981347509},123587936.57596397,{"$f":"(O44-1)*VLOOKUP('Back, Results'!$D$13,'Back, Additional Data'!$Y$13:$AU$18,23,FALSE)","v":{"$error":"#N/A"}},{"$f":"PMT($C$36,$C$37,VLOOKUP('Back, Results'!$D$13,Table_investment_cost,3)*O44*-1,0)*$C$37","v":{"$error":"#N/A"}},{"$error":"#N/A"},{"$error":"#N/A"},{"$error":"#N/A"}]
[null,null,null,null,null,"1, 0.36",0.64,{"$f":"G45*'Back, Results'!$D$18","v":20.504111508749734},281977466.24225259,{"$f":"(H45-1)*VLOOKUP('Back, Results'!$D$12,'Back, Additional Data'!$Y$13:$AU$18,23,FALSE)","v":{"$error":"#N/A"}},{"$f":"PMT($C$36,$C$37,VLOOKUP('Back, Results'!$D$12,Table_investment_cost,3)*H45*-1,0)*$C$37","v":{"$error":"#N/A"}},{"$error":"#N/A"},"1, 0.64",0.36,{"$f":"N45*'Back, Results'!$D$18","v":11.533562723671725},130708030.66965871,{"$f":"(O45-1)*VLOOKUP('Back, Results'!$D$13,'Back, Additional Data'!$Y$13:$AU$18,23,FALSE)","v":{"$error":"#N/A"}},{"$f":"PMT($C$36,$C$37,VLOOKUP('Back, Results'!$D$13,Table_investment_cost,3)*O45*-1,0)*$C$37","v":{"$error":"#N/A"}},{"$error":"#N/A"},{"$error":"#N/A"},{"$error":"#N/A"}]
[null,null,null,null,null,"1, 0.37",0.63,{"$f":"G46*'Back, Results'!$D$18","v":20.18373476642552},{"$f":"IF(VLOOKUP(F46,prod_1_operation_cost_table,4,FALSE)*O46+VLOOKUP(F46,prod_1_operation_cost_table,5,FALSE)<0,0,VLOOKUP(F46,prod_1_operation_cost_table,4,FALSE)*H46+VLOOKUP(F46,prod_1_operation_cost_table,5,FALSE))","v":263896255.26330608},{"$f":"(H46-1)*VLOOKUP('Back, Results'!$D$12,'Back, Additional Data'!$Y$13:$AU$18,23,FALSE)","v":{"$error":"#N/A"}},{"$f":"PMT($C$36,$C$37,VLOOKUP('Back, Results'!$D$12,Table_investment_cost,3)*H46*-1,0)*$C$37","v":{"$error":"#N/A"}},{"$error":"#N/A"},"1, 0.63",0.37,{"$f":"N46*'Back, Results'!$D$18","v":11.853939465995939},{"$f":"IF(VLOOKUP(M46,prod_2_operation_cost_table,4,FALSE)*H46+VLOOKUP(M46,prod_2_operation_cost_table,5,FALSE)<0,0,VLOOKUP(M46,prod_2_operation_cost_table,4,FALSE)*O46+VLOOKUP(M46,prod_2_operation_cost_table,5,FALSE))","v":138097488.93101037},{"$f":"(O46-1)*VLOOKUP('Back, Results'!$D$13,'Back, Additional Data'!$Y$13:$AU$18,23,FALSE)","v":{"$error":"#N/A"}},{"$f":"PMT($C$36,$C$37,VLOOKUP('Back, Results'!$D$13,Table_investment_cost,3)*O46*-1,0)*$C$37","v":{"$error":"#N/A"}},{"$error":"#N/A"},{"$error":"#N/A"},{"$error":"#N/A"}]
[null,null,null,null,null,"1, 0.38",0.62,{"$f":"G47*'Back, Results'!$D$18","v":19.863358024101306},247171872.35557991,{"$f":"(H47-1)*VLOOKUP('Back, Results'!$D$12,'Back, Additional Data'!$Y$13:$AU$18,23,FALSE)","v":{"$error":"#N/A"}},{"$f":"PMT($C$36,$C$37,VLOOKUP('Back, Results'!$D$12,Table_investment_cost,3)*H47*-1,0)*$C$37","v":{"$error":"#N/A"}},{"$error":"#N/A"},"1, 0.62",0.38,{"$f":"N47*'Back, Results'!$D$18","v":12.174316208320155},145766511.26082328,{"$f":"(O47-1)*VLOOKUP('Back, Results'!$D$13,'Back, Additional Data'!$Y$13:$AU$18,23,FALSE)","v":{"$error":"#N/A"}},{"$f":"PMT($C$36,$C$37,VLOOKUP('Back, Results'!$D$13,Table_investment_cost,3)*O47*-1,0)*$C$37","v":{"$error":"#N/A"}},{"$error":"#N/A"},{"$error":"#N/A"},{"$error":"#N/A"}]
[null,null,null,null,null,"1, 0.39",0.61,{"$f":"G48*'Back, Results'!$D$18","v":19.542981281777088},231682276.98561573,{"$f":"(H48-1)*VLOOKUP('Back, Results'!$D$12,'Back, Additional Data'!$Y$13:$AU$18,23,FALSE)","v":{"$error":"#N/A"}},{"$f":"PMT($C$36,$C$37,VLOOKUP('Back, Results'!$D$12,Table_investment_cost,3)*H48*-1,0)*$C$37","v":{"$error":"#N/A"}},{"$error":"#N/A"},"1, 0.61",0.39,{"$f":"N48*'Back, Results'!$D$18","v":12.494692950644369},153726258.5011889,{"$f":"(O48-1)*VLOOKUP('Back, Results'!$D$13,'Back, Additional Data'!$Y$13:$AU$18,23,FALSE)","v":{"$error":"#N/A"}},{"$f":"PMT($C$36,$C$37,VLOOKUP('Back, Results'!$D$13,Table_investment_cost,3)*O48*-1,0)*$C$37","v":{"$error":"#N/A"}},{"$error":"#N/A"},{"$error":"#N/A"},{"$error":"#N/A"}]
[null,null,null,null,null,"1, 0.4",0.6,{"$f":"G49*'Back, Results'!$D$18","v":19.222604539452874},217318106.61262411,{"$f":"(H49-1)*VLOOKUP('Back, Results'!$D$12,'Back, Additional Data'!$Y$13:$AU$18,23,FALSE)","v":{"$error":"#N/A"}},{"$f":"PMT($C$36,$C$37,VLOOKUP('Back, Results'!$D$12,Table_investment_cost,3)*H49*-1,0)*$C$37","v":{"$error":"#N/A"}},{"$error":"#N/A"},"1, 0.6",0.4,{"$f":"N49*'Back, Results'!$D$18","v":12.815069692968585},161988932.51392326,{"$f":"(O49-1)*VLOOKUP('Back, Results'!$D$13,'Back, Additional Data'!$Y$13:$AU$18,23,FALSE)","v":{"$error":"#N/A"}},{"$f":"PMT($C$36,$C$37,VLOOKUP('Back, Results'!$D$13,Table_investment_cost,3)*O49*-1,0)*$C$37","v":{"$error":"#N/A"}},{"$error":"#N/A"},{"$error":"#N/A"},{"$error":"#N/A"}]
[null,null,null,null,null,"1, 0.41",0.59,{"$f":"G50*'Back, Results'!$D$18","v":18.90222779712866},203981130.59181705,{"$f":"(H50-1)*VLOOKUP('Back, Results'!$D$12,'Back, Additional Data'!$Y$13:$AU$18,23,FALSE)","v":{"$error":"#N/A"}},{"$f":"PMT($C$36,$C$37,VLOOKUP('Back, Results'!$D$12,Table_investment_cost,3)*H50*-1,0)*$C$37","v":{"$error":"#N/A"}},{"$error":"#N/A"},"1, 0.59",0.41,{"$f":"N50*'Back, Results'!$D$18","v":13.135446435292797},170567864.40257996,{"$f":"(O50-1)*VLOOKUP('Back, Results'!$D$13,'Back, Additional Data'!$Y$13:$AU$18,23,FALSE)","v":{"$error":"#N/A"}},{"$f":"PMT($C$36,$C$37,VLOOKUP('Back, Results'!$D$13,Table_investment_cost,3)*O50*-1,0)*$C$37","v":{"$error":"#N/A"}},{"$error":"#N/A"},{"$error":"#N/A"},{"$error":"#N/A"}]
[null,null,null,null,null,"1, 0.42",0.57999999999999996,{"$f":"G51*'Back, Results'!$D$18","v":18.581851054804446},191582924.94869304,{"$f":"(H51-1)*VLOOKUP('Back, Results'!$D$12,'Back, Additional Data'!$Y$13:$AU$18,23,FALSE)","v":{"$error":"#N/A"}},{"$f":"PMT($C$36,$C$37,VLOOKUP('Back, Results'!$D$12,Table_investment_cost,3)*H51*-1,0)*$C$37","v":{"$error":"#N/A"}},{"$error":"#N/A"},"1, 0.58",0.42,{"$f":"N51*'Back, Results'!$D$18","v":13.455823177617011},179477611.86087441,{"$f":"(O51-1)*VLOOKUP('Back, Results'!$D$13,'Back, Additional Data'!$Y$13:$AU$18,23,FALSE)","v":{"$error":"#N/A"}},{"$f":"PMT($C$36,$C$37,VLOOKUP('Back, Results'!$D$13,Table_investment_cost,3)*O51*-1,0)*$C$37","v":{"$error":"#N/A"}},{"$error":"#N/A"},{"$error":"#N/A"},{"$error":"#N/A"}]
[null,null,null,null,null,"1, 0.43",0.56999999999999995,{"$f":"G52*'Back, Results'!$D$18","v":18.261474312480232},180043732.06854019,{"$f":"(H52-1)*VLOOKUP('Back, Results'!$D$12,'Back, Additional Data'!$Y$13:$AU$18,23,FALSE)","v":{"$error":"#N/A"}},{"$f":"PMT($C$36,$C$37,VLOOKUP('Back, Results'!$D$12,Table_investment_cost,3)*H52*-1,0)*$C$37","v":{"$error":"#N/A"}},{"$error":"#N/A"},"1, 0.57",0.43,{"$f":"N52*'Back, Results'!$D$18","v":13.776199919941227},188734066.76831383,{"$f":"(O52-1)*VLOOKUP('Back, Results'!$D$13,'Back, Additional Data'!$Y$13:$AU$18,23,FALSE)","v":{"$error":"#N/A"}},{"$f":"PMT($C$36,$C$37,VLOOKUP('Back, Results'!$D$13,Table_investment_cost,3)*O52*-1,0)*$C$37","v":{"$error":"#N/A"}},{"$error":"#N/A"},{"$error":"#N/A"},{"$error":"#N/A"}]
[null,null,null,null,null,"1, 0.44",0.56000000000000005,{"$f":"G53*'Back, Results'!$D$18","v":17.941097570156018},169291475.88282225,{"$f":"(H53-1)*VLOOKUP('Back, Results'!$D$12,'Back, Additional Data'!$Y$13:$AU$18,23,FALSE)","v":{"$error":"#N/A"}},{"$f":"PMT($C$36,$C$37,VLOOKUP('Back, Results'!$D$12,Table_investment_cost,3)*H53*-1,0)*$C$37","v":{"$error":"#N/A"}},{"$error":"#N/A"},"1, 0.56",0.44,{"$f":"N53*'Back, Results'!$D$18","v":14.096576662265441},198354574.31392711,{"$f":"(O53-1)*VLOOKUP('Back, Results'!$D$13,'Back, Additional Data'!$Y$13:$AU$18,23,FALSE)","v":{"$error":"#N/A"}},{"$f":"PMT($C$36,$C$37,VLOOKUP('Back, Results'!$D$13,Table_investment_cost,3)*O53*-1,0)*$C$37","v":{"$error":"#N/A"}},{"$error":"#N/A"},{"$error":"#N/A"},{"$error":"#N/A"}]
[null,null,null,null,null,"1, 0.45",0.55000000000000004,{"$f":"G54*'Back, Results'!$D$18","v":17.620720827831803},159260908.36404806,{"$f":"(H54-1)*VLOOKUP('Back, Results'!$D$12,'Back, Additional Data'!$Y$13:$AU$18,23,FALSE)","v":{"$error":"#N/A"}},{"$f":"PMT($C$36,$C$37,VLOOKUP('Back, Results'!$D$12,Table_investment_cost,3)*H54*-1,0)*$C$37","v":{"$error":"#N/A"}},{"$error":"#N/A"},"1, 0.55",0.45,{"$f":"N54*'Back, Results'!$D$18","v":14.416953404589657},208358065.11531264,{"$f":"(O54-1)*VLOOKUP('Back, Results'!$D$13,'Back, Additional Data'!$Y$13:$AU$18,23,FALSE)","v":{"$error":"#N/A"}},{"$f":"PMT($C$36,$C$37,VLOOKUP('Back, Results'!$D$13,Table_investment_cost,3)*O54*-1,0)*$C$37","v":{"$error":"#N/A"}},{"$error":"#N/A"},{"$error":"#N/A"},{"$error":"#N/A"}]
[null,null,null,null,null,"1, 0.46",0.54,{"$f":"G55*'Back, Results'!$D$18","v":17.300344085507589},149892867.34739786,{"$f":"(H55-1)*VLOOKUP('Back, Results'!$D$12,'Back, Additional Data'!$Y$13:$AU$18,23,FALSE)","v":{"$error":"#N/A"}},{"$f":"PMT($C$36,$C$37,VLOOKUP('Back, Results'!$D$12,Table_investment_cost,3)*H55*-1,0)*$C$37","v":{"$error":"#N/A"}},{"$error":"#N/A"},"1, 0.54",0.46,{"$f":"N55*'Back, Results'!$D$18","v":14.737330146913871},218765202.01757982,{"$f":"(O55-1)*VLOOKUP('Back, Results'!$D$13,'Back, Additional Data'!$Y$13:$AU$18,23,FALSE)","v":{"$error":"#N/A"}},{"$f":"PMT($C$36,$C$37,VLOOKUP('Back, Results'!$D$13,Table_investment_cost,3)*O55*-1,0)*$C$37","v":{"$error":"#N/A"}},{"$error":"#N/A"},{"$error":"#N/A"},{"$error":"#N/A"}]
[null,null,null,null,null,"1, 0.47",0.53,{"$f":"G56*'Back, Results'!$D$18","v":16.979967343183375},141133629.09852472,{"$f":"(H56-1)*VLOOKUP('Back, Results'!$D$12,'Back, Additional Data'!$Y$13:$AU$18,23,FALSE)","v":{"$error":"#N/A"}},{"$f":"PMT($C$36,$C$37,VLOOKUP('Back, Results'!$D$12,Table_investment_cost,3)*H56*-1,0)*$C$37","v":{"$error":"#N/A"}},{"$error":"#N/A"},"1, 0.53",0.47,{"$f":"N56*'Back, Results'!$D$18","v":15.057706889238085},229598543.51103878,{"$f":"(O56-1)*VLOOKUP('Back, Results'!$D$13,'Back, Additional Data'!$Y$13:$AU$18,23,FALSE)","v":{"$error":"#N/A"}},{"$f":"PMT($C$36,$C$37,VLOOKUP('Back, Results'!$D$13,Table_investment_cost,3)*O56*-1,0)*$C$37","v":{"$error":"#N/A"}},{"$error":"#N/A"},{"$error":"#N/A"},{"$error":"#N/A"}]
[null,null,null,null,null,"1, 0.48",0.52,{"$f":"G57*'Back, Results'!$D$18","v":16.659590600859158},132934341.81037807,{"$f":"(H57-1)*VLOOKUP('Back, Results'!$D$12,'Back, Additional Data'!$Y$13:$AU$18,23,FALSE)","v":{"$error":"#N/A"}},{"$f":"PMT($C$36,$C$37,VLOOKUP('Back, Results'!$D$12,Table_investment_cost,3)*H57*-1,0)*$C$37","v":{"$error":"#N/A"}},{"$error":"#N/A"},"1, 0.52",0.48,{"$f":"N57*'Back, Results'!$D$18","v":15.3780836315623},240882726.00477853,{"$f":"(O57-1)*VLOOKUP('Back, Results'!$D$13,'Back, Additional Data'!$Y$13:$AU$18,23,FALSE)","v":{"$error":"#N/A"}},{"$f":"PMT($C$36,$C$37,VLOOKUP('Back, Results'!$D$13,Table_investment_cost,3)*O57*-1,0)*$C$37","v":{"$error":"#N/A"}},{"$error":"#N/A"},{"$error":"#N/A"},{"$error":"#N/A"}]
[null,null,null,null,null,"1, 0.49",0.51,{"$f":"G58*'Back, Results'!$D$18","v":16.339213858534944},125250528.46776618,{"$f":"(H58-1)*VLOOKUP('Back, Results'!$D$12,'Back, Additional Data'!$Y$13:$AU$18,23,FALSE)","v":{"$error":"#N/A"}},{"$f":"PMT($C$36,$C$37,VLOOKUP('Back, Results'!$D$12,Table_investment_cost,3)*H58*-1,0)*$C$37","v":{"$error":"#N/A"}},{"$error":"#N/A"},"1, 0.51",0.49,{"$f":"N58*'Back, Results'!$D$18","v":15.698460373886515},252644667.54419231,{"$f":"(O58-1)*VLOOKUP('Back, Results'!$D$13,'Back, Additional Data'!$Y$13:$AU$18,23,FALSE)","v":{"$error":"#N/A"}},{"$f":"PMT($C$36,$C$37,VLOOKUP('Back, Results'!$D$13,Table_investment_cost,3)*O58*-1,0)*$C$37","v":{"$error":"#N/A"}},{"$error":"#N/A"},{"$error":"#N/A"},{"$error":"#N/A"}]
[null,null,null,null,null,"1, 0.5",0.5,{"$f":"G59*'Back, Results'!$D$18","v":16.018837116210729},118041649.36817339,{"$f":"(H59-1)*VLOOKUP('Back, Results'!$D$12,'Back, Additional Data'!$Y$13:$AU$18,23,FALSE)","v":{"$error":"#N/A"}},{"$f":"PMT($C$36,$C$37,VLOOKUP('Back, Results'!$D$12,Table_investment_cost,3)*H59*-1,0)*$C$37","v":{"$error":"#N/A"}},{"$error":"#N/A"},"1, 0.5",0.5,{"$f":"N59*'Back, Results'!$D$18","v":16.018837116210729},264913795.97460911,{"$f":"(O59-1)*VLOOKUP('Back, Results'!$D$13,'Back, Additional Data'!$Y$13:$AU$18,23,FALSE)","v":{"$error":"#N/A"}},{"$f":"PMT($C$36,$C$37,VLOOKUP('Back, Results'!$D$13,Table_investment_cost,3)*O59*-1,0)*$C$37","v":{"$error":"#N/A"}},{"$error":"#N/A"},{"$error":"#N/A"},{"$error":"#N/A"}]
[null,null,null,null,null,"1, 0.51",0.49,{"$f":"G60*'Back, Results'!$D$18","v":15.698460373886515},111270716.11070885,{"$f":"(H60-1)*VLOOKUP('Back, Results'!$D$12,'Back, Additional Data'!$Y$13:$AU$18,23,FALSE)","v":{"$error":"#N/A"}},{"$f":"PMT($C$36,$C$37,VLOOKUP('Back, Results'!$D$12,Table_investment_cost,3)*H60*-1,0)*$C$37","v":{"$error":"#N/A"}},{"$error":"#N/A"},"1, 0.49",0.51,{"$f":"N60*'Back, Results'!$D$18","v":16.339213858534944},277722305.04332775,{"$f":"(O60-1)*VLOOKUP('Back, Results'!$D$13,'Back, Additional Data'!$Y$13:$AU$18,23,FALSE)","v":{"$error":"#N/A"}},{"$f":"PMT($C$36,$C$37,VLOOKUP('Back, Results'!$D$13,Table_investment_cost,3)*O60*-1,0)*$C$37","v":{"$error":"#N/A"}},{"$error":"#N/A"},{"$error":"#N/A"},{"$error":"#N/A"}]
[null,null,null,null,null,"1, 0.52",0.48,{"$f":"G61*'Back, Results'!$D$18","v":15.3780836315623},104903950.12479754,{"$f":"(H61-1)*VLOOKUP('Back, Results'!$D$12,'Back, Additional Data'!$Y$13:$AU$18,23,FALSE)","v":{"$error":"#N/A"}},{"$f":"PMT($C$36,$C$37,VLOOKUP('Back, Results'!$D$12,Table_investment_cost,3)*H61*-1,0)*$C$37","v":{"$error":"#N/A"}},{"$error":"#N/A"},"1, 0.48",0.52,{"$f":"N61*'Back, Results'!$D$18","v":16.659590600859158},291105442.51440781,{"$f":"(O61-1)*VLOOKUP('Back, Results'!$D$13,'Back, Additional Data'!$Y$13:$AU$18,23,FALSE)","v":{"$error":"#N/A"}},{"$f":"PMT($C$36,$C$37,VLOOKUP('Back, Results'!$D$13,Table_investment_cost,3)*O61*-1,0)*$C$37","v":{"$error":"#N/A"}},{"$error":"#N/A"},{"$error":"#N/A"},{"$error":"#N/A"}]
[null,null,null,null,null,"1, 0.53",0.47,{"$f":"G62*'Back, Results'!$D$18","v":15.057706889238085},98910479.856002614,{"$f":"(H62-1)*VLOOKUP('Back, Results'!$D$12,'Back, Additional Data'!$Y$13:$AU$18,23,FALSE)","v":{"$error":"#N/A"}},{"$f":"PMT($C$36,$C$37,VLOOKUP('Back, Results'!$D$12,Table_investment_cost,3)*H62*-1,0)*$C$37","v":{"$error":"#N/A"}},{"$error":"#N/A"},"1, 0.47",0.53,{"$f":"N62*'Back, Results'!$D$18","v":16.979967343183375},305101835.06406242,{"$f":"(O62-1)*VLOOKUP('Back, Results'!$D$13,'Back, Additional Data'!$Y$13:$AU$18,23,FALSE)","v":{"$error":"#N/A"}},{"$f":"PMT($C$36,$C$37,VLOOKUP('Back, Results'!$D$13,Table_investment_cost,3)*O62*-1,0)*$C$37","v":{"$error":"#N/A"}},{"$error":"#N/A"},{"$error":"#N/A"},{"$error":"#N/A"}]
[null,null,null,null,null,"1, 0.54",0.46,{"$f":"G63*'Back, Results'!$D$18","v":14.737330146913871},93262071.597860321,{"$f":"(H63-1)*VLOOKUP('Back, Results'!$D$12,'Back, Additional Data'!$Y$13:$AU$18,23,FALSE)","v":{"$error":"#N/A"}},{"$f":"PMT($C$36,$C$37,VLOOKUP('Back, Results'!$D$12,Table_investment_cost,3)*H63*-1,0)*$C$37","v":{"$error":"#N/A"}},{"$error":"#N/A"},"1, 0.46",0.54,{"$f":"N63*'Back, Results'!$D$18","v":17.300344085507589},319753855.55372792,{"$f":"(O63-1)*VLOOKUP('Back, Results'!$D$13,'Back, Additional Data'!$Y$13:$AU$18,23,FALSE)","v":{"$error":"#N/A"}},{"$f":"PMT($C$36,$C$37,VLOOKUP('Back, Results'!$D$13,Table_investment_cost,3)*O63*-1,0)*$C$37","v":{"$error":"#N/A"}},{"$error":"#N/A"},{"$error":"#N/A"},{"$error":"#N/A"}]
[null,null,null,null,null,"1, 0.55",0.45,{"$f":"G64*'Back, Results'!$D$18","v":14.416953404589657},87932889.687522456,{"$f":"(H64-1)*VLOOKUP('Back, Results'!$D$12,'Back, Additional Data'!$Y$13:$AU$18,23,FALSE)","v":{"$error":"#N/A"}},{"$f":"PMT($C$36,$C$37,VLOOKUP('Back, Results'!$D$12,Table_investment_cost,3)*H64*-1,0)*$C$37","v":{"$error":"#N/A"}},{"$error":"#N/A"},"1, 0.45",0.55000000000000004,{"$f":"N64*'Back, Results'!$D$18","v":17.620720827831803},335108039.27285969,{"$f":"(O64-1)*VLOOKUP('Back, Results'!$D$13,'Back, Additional Data'!$Y$13:$AU$18,23,FALSE)","v":{"$error":"#N/A"}},{"$f":"PMT($C$36,$C$37,VLOOKUP('Back, Results'!$D$13,Table_investment_cost,3)*O64*-1,0)*$C$37","v":{"$error":"#N/A"}},{"$error":"#N/A"},{"$error":"#N/A"},{"$error":"#N/A"}]
[null,null,null,null,null,"1, 0.56",0.44,{"$f":"G65*'Back, Results'!$D$18","v":14.096576662265441},82899282.394715801,{"$f":"(H65-1)*VLOOKUP('Back, Results'!$D$12,'Back, Additional Data'!$Y$13:$AU$18,23,FALSE)","v":{"$error":"#N/A"}},{"$f":"PMT($C$36,$C$37,VLOOKUP('Back, Results'!$D$12,Table_investment_cost,3)*H65*-1,0)*$C$37","v":{"$error":"#N/A"}},{"$error":"#N/A"},"1, 0.44",0.56000000000000005,{"$f":"N65*'Back, Results'!$D$18","v":17.941097570156018},351215556.94211918,{"$f":"(O65-1)*VLOOKUP('Back, Results'!$D$13,'Back, Additional Data'!$Y$13:$AU$18,23,FALSE)","v":{"$error":"#N/A"}},{"$f":"PMT($C$36,$C$37,VLOOKUP('Back, Results'!$D$13,Table_investment_cost,3)*O65*-1,0)*$C$37","v":{"$error":"#N/A"}},{"$error":"#N/A"},{"$error":"#N/A"},{"$error":"#N/A"}]
[null,null,null,null,null,"1, 0.57",0.43,{"$f":"G66*'Back, Results'!$D$18","v":13.776199919941227},78139590.34871237,{"$f":"(H66-1)*VLOOKUP('Back, Results'!$D$12,'Back, Additional Data'!$Y$13:$AU$18,23,FALSE)","v":{"$error":"#N/A"}},{"$f":"PMT($C$36,$C$37,VLOOKUP('Back, Results'!$D$12,Table_investment_cost,3)*H66*-1,0)*$C$37","v":{"$error":"#N/A"}},{"$error":"#N/A"},"1, 0.43",0.56999999999999995,{"$f":"N66*'Back, Results'!$D$18","v":18.261474312480232},368132753.71700233,{"$f":"(O66-1)*VLOOKUP('Back, Results'!$D$13,'Back, Additional Data'!$Y$13:$AU$18,23,FALSE)","v":{"$error":"#N/A"}},{"$f":"PMT($C$36,$C$37,VLOOKUP('Back, Results'!$D$13,Table_investment_cost,3)*O66*-1,0)*$C$37","v":{"$error":"#N/A"}},{"$error":"#N/A"},{"$error":"#N/A"},{"$error":"#N/A"}]
[null,null,null,null,null,"1, 0.58",0.42,{"$f":"G67*'Back, Results'!$D$18","v":13.455823177617011},73633974.783193633,{"$f":"(H67-1)*VLOOKUP('Back, Results'!$D$12,'Back, Additional Data'!$Y$13:$AU$18,23,FALSE)","v":{"$error":"#N/A"}},{"$f":"PMT($C$36,$C$37,VLOOKUP('Back, Results'!$D$12,Table_investment_cost,3)*H67*-1,0)*$C$37","v":{"$error":"#N/A"}},{"$error":"#N/A"},"1, 0.42",0.57999999999999996,{"$f":"N67*'Back, Results'!$D$18","v":18.581851054804446},385921765.19198358,{"$f":"(O67-1)*VLOOKUP('Back, Results'!$D$13,'Back, Additional Data'!$Y$13:$AU$18,23,FALSE)","v":{"$error":"#N/A"}},{"$f":"PMT($C$36,$C$37,VLOOKUP('Back, Results'!$D$13,Table_investment_cost,3)*O67*-1,0)*$C$37","v":{"$error":"#N/A"}},{"$error":"#N/A"},{"$error":"#N/A"},{"$error":"#N/A"}]
[null,null,null,null,null,"1, 0.59",0.41,{"$f":"G68*'Back, Results'!$D$18","v":13.135446435292797},69364263.247742608,{"$f":"(H68-1)*VLOOKUP('Back, Results'!$D$12,'Back, Additional Data'!$Y$13:$AU$18,23,FALSE)","v":{"$error":"#N/A"}},{"$f":"PMT($C$36,$C$37,VLOOKUP('Back, Results'!$D$12,Table_investment_cost,3)*H68*-1,0)*$C$37","v":{"$error":"#N/A"}},{"$error":"#N/A"},"1, 0.41",0.59,{"$f":"N68*'Back, Results'!$D$18","v":18.90222779712866},404651223.55161589,{"$f":"(O68-1)*VLOOKUP('Back, Results'!$D$13,'Back, Additional Data'!$Y$13:$AU$18,23,FALSE)","v":{"$error":"#N/A"}},{"$f":"PMT($C$36,$C$37,VLOOKUP('Back, Results'!$D$13,Table_investment_cost,3)*O68*-1,0)*$C$37","v":{"$error":"#N/A"}},{"$error":"#N/A"},{"$error":"#N/A"},{"$error":"#N/A"}]
[null,null,null,null,null,"1, 0.6",0.4,{"$f":"G69*'Back, Results'!$D$18","v":12.815069692968585},65313810.748186082,{"$f":"(H69-1)*VLOOKUP('Back, Results'!$D$12,'Back, Additional Data'!$Y$13:$AU$18,23,FALSE)","v":{"$error":"#N/A"}},{"$f":"PMT($C$36,$C$37,VLOOKUP('Back, Results'!$D$12,Table_investment_cost,3)*H69*-1,0)*$C$37","v":{"$error":"#N/A"}},{"$error":"#N/A"},"1, 0.4",0.6,{"$f":"N69*'Back, Results'!$D$18","v":19.222604539452874},424397069.64428532,{"$f":"(O69-1)*VLOOKUP('Back, Results'!$D$13,'Back, Additional Data'!$Y$13:$AU$18,23,FALSE)","v":{"$error":"#N/A"}},{"$f":"PMT($C$36,$C$37,VLOOKUP('Back, Results'!$D$13,Table_investment_cost,3)*O69*-1,0)*$C$37","v":{"$error":"#N/A"}},{"$error":"#N/A"},{"$error":"#N/A"},{"$error":"#N/A"}]
[null,null,null,null,null,"1, 0.61",0.39,{"$f":"G70*'Back, Results'!$D$18","v":12.494692950644369},61467374.545261219,{"$f":"(H70-1)*VLOOKUP('Back, Results'!$D$12,'Back, Additional Data'!$Y$13:$AU$18,23,FALSE)","v":{"$error":"#N/A"}},{"$f":"PMT($C$36,$C$37,VLOOKUP('Back, Results'!$D$12,Table_investment_cost,3)*H70*-1,0)*$C$37","v":{"$error":"#N/A"}},{"$error":"#N/A"},"1, 0.39",0.61,{"$f":"N70*'Back, Results'!$D$18","v":19.542981281777088},445243489.99039859,{"$f":"(O70-1)*VLOOKUP('Back, Results'!$D$13,'Back, Additional Data'!$Y$13:$AU$18,23,FALSE)","v":{"$error":"#N/A"}},{"$f":"PMT($C$36,$C$37,VLOOKUP('Back, Results'!$D$13,Table_investment_cost,3)*O70*-1,0)*$C$37","v":{"$error":"#N/A"}},{"$error":"#N/A"},{"$error":"#N/A"},{"$error":"#N/A"}]
[null,null,null,null,null,"1, 0.62",0.38,{"$f":"G71*'Back, Results'!$D$18","v":12.174316208320155},57811001.069543652,{"$f":"(H71-1)*VLOOKUP('Back, Results'!$D$12,'Back, Additional Data'!$Y$13:$AU$18,23,FALSE)","v":{"$error":"#N/A"}},{"$f":"PMT($C$36,$C$37,VLOOKUP('Back, Results'!$D$12,Table_investment_cost,3)*H71*-1,0)*$C$37","v":{"$error":"#N/A"}},{"$error":"#N/A"},"1, 0.38",0.62,{"$f":"N71*'Back, Results'!$D$18","v":19.863358024101306},467284001.73922688,{"$f":"(O71-1)*VLOOKUP('Back, Results'!$D$13,'Back, Additional Data'!$Y$13:$AU$18,23,FALSE)","v":{"$error":"#N/A"}},{"$f":"PMT($C$36,$C$37,VLOOKUP('Back, Results'!$D$13,Table_investment_cost,3)*O71*-1,0)*$C$37","v":{"$error":"#N/A"}},{"$error":"#N/A"},{"$error":"#N/A"},{"$error":"#N/A"}]
[null,null,null,null,null,"1, 0.63",0.37,{"$f":"G72*'Back, Results'!$D$18","v":11.853939465995939},54331923.606380306,{"$f":"(H72-1)*VLOOKUP('Back, Results'!$D$12,'Back, Additional Data'!$Y$13:$AU$18,23,FALSE)","v":{"$error":"#N/A"}},{"$f":"PMT($C$36,$C$37,VLOOKUP('Back, Results'!$D$12,Table_investment_cost,3)*H72*-1,0)*$C$37","v":{"$error":"#N/A"}},{"$error":"#N/A"},"1, 0.37",0.63,{"$f":"N72*'Back, Results'!$D$18","v":20.18373476642552},490622713.56469733,{"$f":"(O72-1)*VLOOKUP('Back, Results'!$D$13,'Back, Additional Data'!$Y$13:$AU$18,23,FALSE)","v":{"$error":"#N/A"}},{"$f":"PMT($C$36,$C$37,VLOOKUP('Back, Results'!$D$13,Table_investment_cost,3)*O72*-1,0)*$C$37","v":{"$error":"#N/A"}},{"$error":"#N/A"},{"$error":"#N/A"},{"$error":"#N/A"}]
[null,null,null,null,null,"1, 0.64",0.36,{"$f":"G73*'Back, Results'!$D$18","v":11.533562723671725},51018469.572860502,{"$f":"(H73-1)*VLOOKUP('Back, Results'!$D$12,'Back, Additional Data'!$Y$13:$AU$18,23,FALSE)","v":{"$error":"#N/A"}},{"$f":"PMT($C$36,$C$37,VLOOKUP('Back, Results'!$D$12,Table_investment_cost,3)*H73*-1,0)*$C$37","v":{"$error":"#N/A"}},{"$error":"#N/A"},"1, 0.36",0.64,{"$f":"N73*'Back, Results'!$D$18","v":20.504111508749734},515375796.71048504,{"$f":"(O73-1)*VLOOKUP('Back, Results'!$D$13,'Back, Additional Data'!$Y$13:$AU$18,23,FALSE)","v":{"$error":"#N/A"}},{"$f":"PMT($C$36,$C$37,VLOOKUP('Back, Results'!$D$13,Table_investment_cost,3)*O73*-1,0)*$C$37","v":{"$error":"#N/A"}},{"$error":"#N/A"},{"$error":"#N/A"},{"$error":"#N/A"}]
[null,null,null,null,null,"1, 0.65",0.35,{"$f":"G74*'Back, Results'!$D$18","v":11.213185981347509},47859976.353836097,{"$f":"(H74-1)*VLOOKUP('Back, Results'!$D$12,'Back, Additional Data'!$Y$13:$AU$18,23,FALSE)","v":{"$error":"#N/A"}},{"$f":"PMT($C$36,$C$37,VLOOKUP('Back, Results'!$D$12,Table_investment_cost,3)*H74*-1,0)*$C$37","v":{"$error":"#N/A"}},{"$error":"#N/A"},"1, 0.35",0.65,{"$f":"N74*'Back, Results'!$D$18","v":20.824488251073948},541673208.21426225,{"$f":"(O74-1)*VLOOKUP('Back, Results'!$D$13,'Back, Additional Data'!$Y$13:$AU$18,23,FALSE)","v":{"$error":"#N/A"}},{"$f":"PMT($C$36,$C$37,VLOOKUP('Back, Results'!$D$13,Table_investment_cost,3)*O74*-1,0)*$C$37","v":{"$error":"#N/A"}},{"$error":"#N/A"},{"$error":"#N/A"},{"$error":"#N/A"}]
[null,null,null,null,null,"1, 0.66",0.34,{"$f":"G75*'Back, Results'!$D$18","v":10.892809239023297},44846714.789211549,{"$f":"(H75-1)*VLOOKUP('Back, Results'!$D$12,'Back, Additional Data'!$Y$13:$AU$18,23,FALSE)","v":{"$error":"#N/A"}},{"$f":"PMT($C$36,$C$37,VLOOKUP('Back, Results'!$D$12,Table_investment_cost,3)*H75*-1,0)*$C$37","v":{"$error":"#N/A"}},{"$error":"#N/A"},"1, 0.34",0.66,{"$f":"N75*'Back, Results'!$D$18","v":21.144864993398166},569660718.23034477,{"$f":"(O75-1)*VLOOKUP('Back, Results'!$D$13,'Back, Additional Data'!$Y$13:$AU$18,23,FALSE)","v":{"$error":"#N/A"}},{"$f":"PMT($C$36,$C$37,VLOOKUP('Back, Results'!$D$13,Table_investment_cost,3)*O75*-1,0)*$C$37","v":{"$error":"#N/A"}},{"$error":"#N/A"},{"$error":"#N/A"},{"$error":"#N/A"}]
[null,null,null,null,null,"1, 0.67",0.33,{"$f":"G76*'Back, Results'!$D$18","v":10.572432496699083},41969819.513119429,{"$f":"(H76-1)*VLOOKUP('Back, Results'!$D$12,'Back, Additional Data'!$Y$13:$AU$18,23,FALSE)","v":{"$error":"#N/A"}},{"$f":"PMT($C$36,$C$37,VLOOKUP('Back, Results'!$D$12,Table_investment_cost,3)*H76*-1,0)*$C$37","v":{"$error":"#N/A"}},{"$error":"#N/A"},"1, 0.33",0.67,{"$f":"N76*'Back, Results'!$D$18","v":21.46524173572238},599502305.95645773,{"$f":"(O76-1)*VLOOKUP('Back, Results'!$D$13,'Back, Additional Data'!$Y$13:$AU$18,23,FALSE)","v":{"$error":"#N/A"}},{"$f":"PMT($C$36,$C$37,VLOOKUP('Back, Results'!$D$13,Table_investment_cost,3)*O76*-1,0)*$C$37","v":{"$error":"#N/A"}},{"$error":"#N/A"},{"$error":"#N/A"},{"$error":"#N/A"}]
[null,null,null,null,null,"1, 0.68",0.32,{"$f":"G77*'Back, Results'!$D$18","v":10.252055754374867},39221225.439639576,{"$f":"(H77-1)*VLOOKUP('Back, Results'!$D$12,'Back, Additional Data'!$Y$13:$AU$18,23,FALSE)","v":{"$error":"#N/A"}},{"$f":"PMT($C$36,$C$37,VLOOKUP('Back, Results'!$D$12,Table_investment_cost,3)*H77*-1,0)*$C$37","v":{"$error":"#N/A"}},{"$error":"#N/A"},"1, 0.32",0.68,{"$f":"N77*'Back, Results'!$D$18","v":21.785618478046594},631383004.79676747,{"$f":"(O77-1)*VLOOKUP('Back, Results'!$D$13,'Back, Additional Data'!$Y$13:$AU$18,23,FALSE)","v":{"$error":"#N/A"}},{"$f":"PMT($C$36,$C$37,VLOOKUP('Back, Results'!$D$13,Table_investment_cost,3)*O77*-1,0)*$C$37","v":{"$error":"#N/A"}},{"$error":"#N/A"},{"$error":"#N/A"},{"$error":"#N/A"}]
[null,null,null,null,null,"1, 0.69",0.31,{"$f":"G78*'Back, Results'!$D$18","v":9.9316790120506528},{"$f":"IF(VLOOKUP(F78,prod_1_operation_cost_table,4,FALSE)*O78+VLOOKUP(F78,prod_1_operation_cost_table,5,FALSE)<0,0,VLOOKUP(F78,prod_1_operation_cost_table,4,FALSE)*H78+VLOOKUP(F78,prod_1_operation_cost_table,5,FALSE))","v":36593609.771497153},{"$f":"(H78-1)*VLOOKUP('Back, Results'!$D$12,'Back, Additional Data'!$Y$13:$AU$18,23,FALSE)","v":{"$error":"#N/A"}},{"$f":"PMT($C$36,$C$37,VLOOKUP('Back, Results'!$D$12,Table_investment_cost,3)*H78*-1,0)*$C$37","v":{"$error":"#N/A"}},{"$error":"#N/A"},"1, 0.31",0.69,{"$f":"N78*'Back, Results'!$D$18","v":22.105995220370804},{"$f":"IF(VLOOKUP(M78,prod_2_operation_cost_table,4,FALSE)*H78+VLOOKUP(M78,prod_2_operation_cost_table,5,FALSE)<0,0,VLOOKUP(M78,prod_2_operation_cost_table,4,FALSE)*O78+VLOOKUP(M78,prod_2_operation_cost_table,5,FALSE))","v":665512298.20162868},{"$f":"(O78-1)*VLOOKUP('Back, Results'!$D$13,'Back, Additional Data'!$Y$13:$AU$18,23,FALSE)","v":{"$error":"#N/A"}},{"$f":"PMT($C$36,$C$37,VLOOKUP('Back, Results'!$D$13,Table_investment_cost,3)*O78*-1,0)*$C$37","v":{"$error":"#N/A"}},{"$error":"#N/A"},{"$error":"#N/A"},{"$error":"#N/A"}]
[null,null,null,null,null,"1, 0.7",0.3,{"$f":"G79*'Back, Results'!$D$18","v":9.611302269726437},34080338.979446091,{"$f":"(H79-1)*VLOOKUP('Back, Results'!$D$12,'Back, Additional Data'!$Y$13:$AU$18,23,FALSE)","v":{"$error":"#N/A"}},{"$f":"PMT($C$36,$C$37,VLOOKUP('Back, Results'!$D$12,Table_investment_cost,3)*H79*-1,0)*$C$37","v":{"$error":"#N/A"}},{"$f":"I79+J79+K79","v":{"$error":"#N/A"}},"1, 0.3",0.7,{"$f":"N79*'Back, Results'!$D$18","v":22.426371962695018},702128194.6752845,{"$f":"(O79-1)*VLOOKUP('Back, Results'!$D$13,'Back, Additional Data'!$Y$13:$AU$18,23,FALSE)","v":{"$error":"#N/A"}},{"$f":"PMT($C$36,$C$37,VLOOKUP('Back, Results'!$D$13,Table_investment_cost,3)*O79*-1,0)*$C$37","v":{"$error":"#N/A"}},{"$f":"P79+Q79+R79","v":{"$error":"#N/A"}},{"$f":"(S79+L79)/1","v":{"$error":"#N/A"}},{"$f":"T79/1000000","v":{"$error":"#N/A"}}]
[null,null,null,null,null,"1, 0.71",0.28999999999999998,{"$f":"G80*'Back, Results'!$D$18","v":9.2909255274022229},31675420.262267984,{"$f":"(H80-1)*VLOOKUP('Back, Results'!$D$12,'Back, Additional Data'!$Y$13:$AU$18,23,FALSE)","v":{"$error":"#N/A"}},{"$f":"PMT($C$36,$C$37,VLOOKUP('Back, Results'!$D$12,Table_investment_cost,3)*H80*-1,0)*$C$37","v":{"$error":"#N/A"}},{"$error":"#N/A"},"1, 0.29",0.71,{"$f":"N80*'Back, Results'!$D$18","v":22.746748705019236},741502145.888605,{"$f":"(O80-1)*VLOOKUP('Back, Results'!$D$13,'Back, Additional Data'!$Y$13:$AU$18,23,FALSE)","v":{"$error":"#N/A"}},{"$f":"PMT($C$36,$C$37,VLOOKUP('Back, Results'!$D$13,Table_investment_cost,3)*O80*-1,0)*$C$37","v":{"$error":"#N/A"}},{"$error":"#N/A"},{"$error":"#N/A"},{"$error":"#N/A"}]
[null,null,null,null,null,"1, 0.72",0.28000000000000003,{"$f":"G81*'Back, Results'!$D$18","v":8.9705487850780088},29373457.051767495,{"$f":"(H81-1)*VLOOKUP('Back, Results'!$D$12,'Back, Additional Data'!$Y$13:$AU$18,23,FALSE)","v":{"$error":"#N/A"}},{"$f":"PMT($C$36,$C$37,VLOOKUP('Back, Results'!$D$12,Table_investment_cost,3)*H81*-1,0)*$C$37","v":{"$error":"#N/A"}},{"$error":"#N/A"},"1, 0.28",0.72,{"$f":"N81*'Back, Results'!$D$18","v":23.06712544734345},783945018.67312598,{"$f":"(O81-1)*VLOOKUP('Back, Results'!$D$13,'Back, Additional Data'!$Y$13:$AU$18,23,FALSE)","v":{"$error":"#N/A"}},{"$f":"PMT($C$36,$C$37,VLOOKUP('Back, Results'!$D$13,Table_investment_cost,3)*O81*-1,0)*$C$37","v":{"$error":"#N/A"}},{"$error":"#N/A"},{"$error":"#N/A"},{"$error":"#N/A"}]
[null,null,null,null,null,"1, 0.73",0.27,{"$f":"G82*'Back, Results'!$D$18","v":8.6501720427537947},27169608.174897149,{"$f":"(H82-1)*VLOOKUP('Back, Results'!$D$12,'Back, Additional Data'!$Y$13:$AU$18,23,FALSE)","v":{"$error":"#N/A"}},{"$f":"PMT($C$36,$C$37,VLOOKUP('Back, Results'!$D$12,Table_investment_cost,3)*H82*-1,0)*$C$37","v":{"$error":"#N/A"}},{"$error":"#N/A"},"1, 0.27",0.73,{"$f":"N82*'Back, Results'!$D$18","v":23.387502189667664},829814394.12488079,{"$f":"(O82-1)*VLOOKUP('Back, Results'!$D$13,'Back, Additional Data'!$Y$13:$AU$18,23,FALSE)","v":{"$error":"#N/A"}},{"$f":"PMT($C$36,$C$37,VLOOKUP('Back, Results'!$D$13,Table_investment_cost,3)*O82*-1,0)*$C$37","v":{"$error":"#N/A"}},{"$error":"#N/A"},{"$error":"#N/A"},{"$error":"#N/A"}]
[null,null,null,null,null,"1, 0.74",0.26,{"$f":"G83*'Back, Results'!$D$18","v":8.3297953004295788},25059550.327055063,{"$f":"(H83-1)*VLOOKUP('Back, Results'!$D$12,'Back, Additional Data'!$Y$13:$AU$18,23,FALSE)","v":{"$error":"#N/A"}},{"$f":"PMT($C$36,$C$37,VLOOKUP('Back, Results'!$D$12,Table_investment_cost,3)*H83*-1,0)*$C$37","v":{"$error":"#N/A"}},{"$error":"#N/A"},"1, 0.26",0.74,{"$f":"N83*'Back, Results'!$D$18","v":23.707878931991878},879523551.1167984,{"$f":"(O83-1)*VLOOKUP('Back, Results'!$D$13,'Back, Additional Data'!$Y$13:$AU$18,23,FALSE)","v":{"$error":"#N/A"}},{"$f":"PMT($C$36,$C$37,VLOOKUP('Back, Results'!$D$13,Table_investment_cost,3)*O83*-1,0)*$C$37","v":{"$error":"#N/A"}},{"$error":"#N/A"},{"$error":"#N/A"},{"$error":"#N/A"}]
[null,null,null,null,null,"1, 0.75",0.25,{"$f":"G84*'Back, Results'!$D$18","v":8.0094185581053647},23039443.547525164,{"$f":"(H84-1)*VLOOKUP('Back, Results'!$D$12,'Back, Additional Data'!$Y$13:$AU$18,23,FALSE)","v":{"$error":"#N/A"}},{"$f":"PMT($C$36,$C$37,VLOOKUP('Back, Results'!$D$12,Table_investment_cost,3)*H84*-1,0)*$C$37","v":{"$error":"#N/A"}},{"$error":"#N/A"},"1, 0.25",0.75,{"$f":"N84*'Back, Results'!$D$18","v":24.028255674316092},933552605.85408616,{"$f":"(O84-1)*VLOOKUP('Back, Results'!$D$13,'Back, Additional Data'!$Y$13:$AU$18,23,FALSE)","v":{"$error":"#N/A"}},{"$f":"PMT($C$36,$C$37,VLOOKUP('Back, Results'!$D$13,Table_investment_cost,3)*O84*-1,0)*$C$37","v":{"$error":"#N/A"}},{"$error":"#N/A"},{"$error":"#N/A"},{"$error":"#N/A"}]
[null,null,null,null,null,"1, 0.76",0.24,{"$f":"G85*'Back, Results'!$D$18","v":7.6890418157811498},21105899.42053457,{"$f":"(H85-1)*VLOOKUP('Back, Results'!$D$12,'Back, Additional Data'!$Y$13:$AU$18,23,FALSE)","v":{"$error":"#N/A"}},{"$f":"PMT($C$36,$C$37,VLOOKUP('Back, Results'!$D$12,Table_investment_cost,3)*H85*-1,0)*$C$37","v":{"$error":"#N/A"}},{"$error":"#N/A"},"1, 0.24",0.76,{"$f":"N85*'Back, Results'!$D$18","v":24.34863241664031},992462436.31845164,{"$f":"(O85-1)*VLOOKUP('Back, Results'!$D$13,'Back, Additional Data'!$Y$13:$AU$18,23,FALSE)","v":{"$error":"#N/A"}},{"$f":"PMT($C$36,$C$37,VLOOKUP('Back, Results'!$D$13,Table_investment_cost,3)*O85*-1,0)*$C$37","v":{"$error":"#N/A"}},{"$error":"#N/A"},{"$error":"#N/A"},{"$error":"#N/A"}]
[null,null,null,null,null,"1, 0.77",0.23,{"$f":"G86*'Back, Results'!$D$18","v":7.3686650734569357},19255951.754154406,{"$f":"(H86-1)*VLOOKUP('Back, Results'!$D$12,'Back, Additional Data'!$Y$13:$AU$18,23,FALSE)","v":{"$error":"#N/A"}},{"$f":"PMT($C$36,$C$37,VLOOKUP('Back, Results'!$D$12,Table_investment_cost,3)*H86*-1,0)*$C$37","v":{"$error":"#N/A"}},{"$error":"#N/A"},"1, 0.23",0.77,{"$f":"N86*'Back, Results'!$D$18","v":24.669009158964524},1056912239.1760398,{"$f":"(O86-1)*VLOOKUP('Back, Results'!$D$13,'Back, Additional Data'!$Y$13:$AU$18,23,FALSE)","v":{"$error":"#N/A"}},{"$f":"PMT($C$36,$C$37,VLOOKUP('Back, Results'!$D$13,Table_investment_cost,3)*O86*-1,0)*$C$37","v":{"$error":"#N/A"}},{"$error":"#N/A"},{"$error":"#N/A"},{"$error":"#N/A"}]
[null,null,null,null,null,"1, 0.78",0.22,{"$f":"G87*'Back, Results'!$D$18","v":7.0482883311327207},17487029.51466988,{"$f":"(H87-1)*VLOOKUP('Back, Results'!$D$12,'Back, Additional Data'!$Y$13:$AU$18,23,FALSE)","v":{"$error":"#N/A"}},{"$f":"PMT($C$36,$C$37,VLOOKUP('Back, Results'!$D$12,Table_investment_cost,3)*H87*-1,0)*$C$37","v":{"$error":"#N/A"}},{"$error":"#N/A"},"1, 0.22",0.78,{"$f":"N87*'Back, Results'!$D$18","v":24.989385901288738},1127681874.9329863,{"$f":"(O87-1)*VLOOKUP('Back, Results'!$D$13,'Back, Additional Data'!$Y$13:$AU$18,23,FALSE)","v":{"$error":"#N/A"}},{"$f":"PMT($C$36,$C$37,VLOOKUP('Back, Results'!$D$13,Table_investment_cost,3)*O87*-1,0)*$C$37","v":{"$error":"#N/A"}},{"$error":"#N/A"},{"$error":"#N/A"},{"$error":"#N/A"}]
[null,null,null,null,null,"1, 0.79",0.21,{"$f":"G88*'Back, Results'!$D$18","v":6.7279115888085057},15796931.816565033,{"$f":"(H88-1)*VLOOKUP('Back, Results'!$D$12,'Back, Additional Data'!$Y$13:$AU$18,23,FALSE)","v":{"$error":"#N/A"}},{"$f":"PMT($C$36,$C$37,VLOOKUP('Back, Results'!$D$12,Table_investment_cost,3)*H88*-1,0)*$C$37","v":{"$error":"#N/A"}},{"$error":"#N/A"},"1, 0.21",0.79,{"$f":"N88*'Back, Results'!$D$18","v":25.309762643612952},1205700597.4211285,{"$f":"(O88-1)*VLOOKUP('Back, Results'!$D$13,'Back, Additional Data'!$Y$13:$AU$18,23,FALSE)","v":{"$error":"#N/A"}},{"$f":"PMT($C$36,$C$37,VLOOKUP('Back, Results'!$D$13,Table_investment_cost,3)*O88*-1,0)*$C$37","v":{"$error":"#N/A"}},{"$error":"#N/A"},{"$error":"#N/A"},{"$error":"#N/A"}]
[null,null,null,null,null,"1, 0.8",0.2,{"$f":"G89*'Back, Results'!$D$18","v":6.4075348464842925},14183804.788260901,{"$f":"(H89-1)*VLOOKUP('Back, Results'!$D$12,'Back, Additional Data'!$Y$13:$AU$18,23,FALSE)","v":{"$error":"#N/A"}},{"$f":"PMT($C$36,$C$37,VLOOKUP('Back, Results'!$D$12,Table_investment_cost,3)*H89*-1,0)*$C$37","v":{"$error":"#N/A"}},{"$error":"#N/A"},"1, 0.2",0.8,{"$f":"N89*'Back, Results'!$D$18","v":25.63013938593717},1292084402.1294327,{"$f":"(O89-1)*VLOOKUP('Back, Results'!$D$13,'Back, Additional Data'!$Y$13:$AU$18,23,FALSE)","v":{"$error":"#N/A"}},{"$f":"PMT($C$36,$C$37,VLOOKUP('Back, Results'!$D$13,Table_investment_cost,3)*O89*-1,0)*$C$37","v":{"$error":"#N/A"}},{"$error":"#N/A"},{"$error":"#N/A"},{"$error":"#N/A"}]
[null,null,null,null,null,"1, 0.81",0.19,{"$f":"G90*'Back, Results'!$D$18","v":6.0871581041600775},12646120.151502416,{"$f":"(H90-1)*VLOOKUP('Back, Results'!$D$12,'Back, Additional Data'!$Y$13:$AU$18,23,FALSE)","v":{"$error":"#N/A"}},{"$f":"PMT($C$36,$C$37,VLOOKUP('Back, Results'!$D$12,Table_investment_cost,3)*H90*-1,0)*$C$37","v":{"$error":"#N/A"}},{"$error":"#N/A"},"1, 0.19",0.81,{"$f":"N90*'Back, Results'!$D$18","v":25.950516128261384},1388185168.7453413,{"$f":"(O90-1)*VLOOKUP('Back, Results'!$D$13,'Back, Additional Data'!$Y$13:$AU$18,23,FALSE)","v":{"$error":"#N/A"}},{"$f":"PMT($C$36,$C$37,VLOOKUP('Back, Results'!$D$13,Table_investment_cost,3)*O90*-1,0)*$C$37","v":{"$error":"#N/A"}},{"$error":"#N/A"},{"$error":"#N/A"},{"$error":"#N/A"}]
[null,null,null,null,null,"1, 0.82",0.18,{"$f":"G91*'Back, Results'!$D$18","v":5.7667813618358625},11182655.368107444,{"$f":"(H91-1)*VLOOKUP('Back, Results'!$D$12,'Back, Additional Data'!$Y$13:$AU$18,23,FALSE)","v":{"$error":"#N/A"}},{"$f":"PMT($C$36,$C$37,VLOOKUP('Back, Results'!$D$12,Table_investment_cost,3)*H91*-1,0)*$C$37","v":{"$error":"#N/A"}},{"$error":"#N/A"},"1, 0.18",0.82,{"$f":"N91*'Back, Results'!$D$18","v":26.270892870585595},1495656184.5432413,{"$f":"(O91-1)*VLOOKUP('Back, Results'!$D$13,'Back, Additional Data'!$Y$13:$AU$18,23,FALSE)","v":{"$error":"#N/A"}},{"$f":"PMT($C$36,$C$37,VLOOKUP('Back, Results'!$D$13,Table_investment_cost,3)*O91*-1,0)*$C$37","v":{"$error":"#N/A"}},{"$error":"#N/A"},{"$error":"#N/A"},{"$error":"#N/A"}]
[null,null,null,null,null,"1, 0.83",0.17,{"$f":"G92*'Back, Results'!$D$18","v":5.4464046195116484},9792475.2218875829,{"$f":"(H92-1)*VLOOKUP('Back, Results'!$D$12,'Back, Additional Data'!$Y$13:$AU$18,23,FALSE)","v":{"$error":"#N/A"}},{"$f":"PMT($C$36,$C$37,VLOOKUP('Back, Results'!$D$12,Table_investment_cost,3)*H92*-1,0)*$C$37","v":{"$error":"#N/A"}},{"$error":"#N/A"},"1, 0.17",0.83,{"$f":"N92*'Back, Results'!$D$18","v":26.591269612909809},1616540793.6747403,{"$f":"(O92-1)*VLOOKUP('Back, Results'!$D$13,'Back, Additional Data'!$Y$13:$AU$18,23,FALSE)","v":{"$error":"#N/A"}},{"$f":"PMT($C$36,$C$37,VLOOKUP('Back, Results'!$D$13,Table_investment_cost,3)*O92*-1,0)*$C$37","v":{"$error":"#N/A"}},{"$error":"#N/A"},{"$error":"#N/A"},{"$error":"#N/A"}]
[null,null,null,null,null,"1, 0.84",0.16,{"$f":"G93*'Back, Results'!$D$18","v":5.1260278771874335},8474914.7161519844,{"$f":"(H93-1)*VLOOKUP('Back, Results'!$D$12,'Back, Additional Data'!$Y$13:$AU$18,23,FALSE)","v":{"$error":"#N/A"}},{"$f":"PMT($C$36,$C$37,VLOOKUP('Back, Results'!$D$12,Table_investment_cost,3)*H93*-1,0)*$C$37","v":{"$error":"#N/A"}},{"$error":"#N/A"},"1, 0.16",0.84,{"$f":"N93*'Back, Results'!$D$18","v":26.911646355234023},1753394289.9427989,{"$f":"(O93-1)*VLOOKUP('Back, Results'!$D$13,'Back, Additional Data'!$Y$13:$AU$18,23,FALSE)","v":{"$error":"#N/A"}},{"$f":"PMT($C$36,$C$37,VLOOKUP('Back, Results'!$D$13,Table_investment_cost,3)*O93*-1,0)*$C$37","v":{"$error":"#N/A"}},{"$error":"#N/A"},{"$error":"#N/A"},{"$error":"#N/A"}]
[null,null,null,null,null,"1, 0.85",0.15,{"$f":"G94*'Back, Results'!$D$18","v":4.8056511348632185},7229563.1784405485,{"$f":"(H94-1)*VLOOKUP('Back, Results'!$D$12,'Back, Additional Data'!$Y$13:$AU$18,23,FALSE)","v":{"$error":"#N/A"}},{"$f":"PMT($C$36,$C$37,VLOOKUP('Back, Results'!$D$12,Table_investment_cost,3)*H94*-1,0)*$C$37","v":{"$error":"#N/A"}},{"$error":"#N/A"},"1, 0.15",0.85,{"$f":"N94*'Back, Results'!$D$18","v":27.23202309755824},1909454566.6855135,{"$f":"(O94-1)*VLOOKUP('Back, Results'!$D$13,'Back, Additional Data'!$Y$13:$AU$18,23,FALSE)","v":{"$error":"#N/A"}},{"$f":"PMT($C$36,$C$37,VLOOKUP('Back, Results'!$D$13,Table_investment_cost,3)*O94*-1,0)*$C$37","v":{"$error":"#N/A"}},{"$error":"#N/A"},{"$error":"#N/A"},{"$error":"#N/A"}]
[null,null,null,null,null,"1, 0.86",0.14000000000000001,{"$f":"G95*'Back, Results'!$D$18","v":4.4852743925390044},6056249.4742318355,{"$f":"(H95-1)*VLOOKUP('Back, Results'!$D$12,'Back, Additional Data'!$Y$13:$AU$18,23,FALSE)","v":{"$error":"#N/A"}},{"$f":"PMT($C$36,$C$37,VLOOKUP('Back, Results'!$D$12,Table_investment_cost,3)*H95*-1,0)*$C$37","v":{"$error":"#N/A"}},{"$error":"#N/A"},"1, 0.14",0.86,{"$f":"N95*'Back, Results'!$D$18","v":27.552399839882455},2088885902.3243811,{"$f":"(O95-1)*VLOOKUP('Back, Results'!$D$13,'Back, Additional Data'!$Y$13:$AU$18,23,FALSE)","v":{"$error":"#N/A"}},{"$f":"PMT($C$36,$C$37,VLOOKUP('Back, Results'!$D$13,Table_investment_cost,3)*O95*-1,0)*$C$37","v":{"$error":"#N/A"}},{"$error":"#N/A"},{"$error":"#N/A"},{"$error":"#N/A"}]
[null,null,null,null,null,"1, 0.87",0.13,{"$f":"G96*'Back, Results'!$D$18","v":4.1648976502147894},4955028.2403964428,{"$f":"(H96-1)*VLOOKUP('Back, Results'!$D$12,'Back, Additional Data'!$Y$13:$AU$18,23,FALSE)","v":{"$error":"#N/A"}},{"$f":"PMT($C$36,$C$37,VLOOKUP('Back, Results'!$D$12,Table_investment_cost,3)*H96*-1,0)*$C$37","v":{"$error":"#N/A"}},{"$error":"#N/A"},"1, 0.13",0.87,{"$f":"N96*'Back, Results'!$D$18","v":27.872776582206669},2297135262.3194528,{"$f":"(O96-1)*VLOOKUP('Back, Results'!$D$13,'Back, Additional Data'!$Y$13:$AU$18,23,FALSE)","v":{"$error":"#N/A"}},{"$f":"PMT($C$36,$C$37,VLOOKUP('Back, Results'!$D$13,Table_investment_cost,3)*O96*-1,0)*$C$37","v":{"$error":"#N/A"}},{"$error":"#N/A"},{"$error":"#N/A"},{"$error":"#N/A"}]
[null,null,null,null,null,"1, 0.88",0.12,{"$f":"G97*'Back, Results'!$D$18","v":3.8445209078905749},3926167.0572741609,{"$f":"(H97-1)*VLOOKUP('Back, Results'!$D$12,'Back, Additional Data'!$Y$13:$AU$18,23,FALSE)","v":{"$error":"#N/A"}},{"$f":"PMT($C$36,$C$37,VLOOKUP('Back, Results'!$D$12,Table_investment_cost,3)*H97*-1,0)*$C$37","v":{"$error":"#N/A"}},{"$error":"#N/A"},"1, 0.12",0.88,{"$f":"N97*'Back, Results'!$D$18","v":28.193153324530883},2541466752.1020613,{"$f":"(O97-1)*VLOOKUP('Back, Results'!$D$13,'Back, Additional Data'!$Y$13:$AU$18,23,FALSE)","v":{"$error":"#N/A"}},{"$f":"PMT($C$36,$C$37,VLOOKUP('Back, Results'!$D$13,Table_investment_cost,3)*O97*-1,0)*$C$37","v":{"$error":"#N/A"}},{"$error":"#N/A"},{"$error":"#N/A"},{"$error":"#N/A"}]
[null,null,null,null,null,"1, 0.89",0.11,{"$f":"G98*'Back, Results'!$D$18","v":3.5241441655663603},2970134.4855588693,{"$f":"(H98-1)*VLOOKUP('Back, Results'!$D$12,'Back, Additional Data'!$Y$13:$AU$18,23,FALSE)","v":{"$error":"#N/A"}},{"$f":"PMT($C$36,$C$37,VLOOKUP('Back, Results'!$D$12,Table_investment_cost,3)*H98*-1,0)*$C$37","v":{"$error":"#N/A"}},{"$error":"#N/A"},"1, 0.11",0.89,{"$f":"N98*'Back, Results'!$D$18","v":28.5135300668551},2831787589.7890463,{"$f":"(O98-1)*VLOOKUP('Back, Results'!$D$13,'Back, Additional Data'!$Y$13:$AU$18,23,FALSE)","v":{"$error":"#N/A"}},{"$f":"PMT($C$36,$C$37,VLOOKUP('Back, Results'!$D$13,Table_investment_cost,3)*O98*-1,0)*$C$37","v":{"$error":"#N/A"}},{"$error":"#N/A"},{"$error":"#N/A"},{"$error":"#N/A"}]
[null,null,null,null,null,"1, 0.9",0.1,{"$f":"G99*'Back, Results'!$D$18","v":3.2037674232421463},2087588.9007255784,{"$f":"(H99-1)*VLOOKUP('Back, Results'!$D$12,'Back, Additional Data'!$Y$13:$AU$18,23,FALSE)","v":{"$error":"#N/A"}},{"$f":"PMT($C$36,$C$37,VLOOKUP('Back, Results'!$D$12,Table_investment_cost,3)*H99*-1,0)*$C$37","v":{"$error":"#N/A"}},{"$error":"#N/A"},"1, 0.1",0.9,{"$f":"N99*'Back, Results'!$D$18","v":28.833906809179314},3181969662.5255032,{"$f":"(O99-1)*VLOOKUP('Back, Results'!$D$13,'Back, Additional Data'!$Y$13:$AU$18,23,FALSE)","v":{"$error":"#N/A"}},{"$f":"PMT($C$36,$C$37,VLOOKUP('Back, Results'!$D$13,Table_investment_cost,3)*O99*-1,0)*$C$37","v":{"$error":"#N/A"}},{"$error":"#N/A"},{"$error":"#N/A"},{"$error":"#N/A"}]
[null,null,null,null,null,"1, 0.91",0.09,{"$f":"G100*'Back, Results'!$D$18","v":2.8833906809179313},1279368.0636435607,{"$f":"(H100-1)*VLOOKUP('Back, Results'!$D$12,'Back, Additional Data'!$Y$13:$AU$18,23,FALSE)","v":{"$error":"#N/A"}},{"$f":"PMT($C$36,$C$37,VLOOKUP('Back, Results'!$D$12,Table_investment_cost,3)*H100*-1,0)*$C$37","v":{"$error":"#N/A"}},{"$error":"#N/A"},"1, 0.09",0.91,{"$f":"N100*'Back, Results'!$D$18","v":29.154283551503529},3612052120.3893719,{"$f":"(O100-1)*VLOOKUP('Back, Results'!$D$13,'Back, Additional Data'!$Y$13:$AU$18,23,FALSE)","v":{"$error":"#N/A"}},{"$f":"PMT($C$36,$C$37,VLOOKUP('Back, Results'!$D$13,Table_investment_cost,3)*O100*-1,0)*$C$37","v":{"$error":"#N/A"}},{"$error":"#N/A"},{"$error":"#N/A"},{"$error":"#N/A"}]
[null,null,null,null,null,"1, 0.92",0.08,{"$f":"G101*'Back, Results'!$D$18","v":2.5630139385937167},546479.37137042615,{"$f":"(H101-1)*VLOOKUP('Back, Results'!$D$12,'Back, Additional Data'!$Y$13:$AU$18,23,FALSE)","v":{"$error":"#N/A"}},{"$f":"PMT($C$36,$C$37,VLOOKUP('Back, Results'!$D$12,Table_investment_cost,3)*H101*-1,0)*$C$37","v":{"$error":"#N/A"}},{"$error":"#N/A"},"1, 0.08",0.92,{"$f":"N101*'Back, Results'!$D$18","v":29.474660293827743},4152095915.7244587,{"$f":"(O101-1)*VLOOKUP('Back, Results'!$D$13,'Back, Additional Data'!$Y$13:$AU$18,23,FALSE)","v":{"$error":"#N/A"}},{"$f":"PMT($C$36,$C$37,VLOOKUP('Back, Results'!$D$13,Table_investment_cost,3)*O101*-1,0)*$C$37","v":{"$error":"#N/A"}},{"$error":"#N/A"},{"$error":"#N/A"},{"$error":"#N/A"}]
[null,null,null,null,null,"1, 0.93",7.0000000000000007E-2,{"$f":"G102*'Back, Results'!$D$18","v":2.2426371962695022},-109909.26306827483,{"$f":"(H102-1)*VLOOKUP('Back, Results'!$D$12,'Back, Additional Data'!$Y$13:$AU$18,23,FALSE)","v":{"$error":"#N/A"}},{"$f":"PMT($C$36,$C$37,VLOOKUP('Back, Results'!$D$12,Table_investment_cost,3)*H102*-1,0)*$C$37","v":{"$error":"#N/A"}},{"$error":"#N/A"},"1, 0.07",0.93,{"$f":"N102*'Back, Results'!$D$18","v":29.795037036151957},4849342233.3303528,{"$f":"(O102-1)*VLOOKUP('Back, Results'!$D$13,'Back, Additional Data'!$Y$13:$AU$18,23,FALSE)","v":{"$error":"#N/A"}},{"$f":"PMT($C$36,$C$37,VLOOKUP('Back, Results'!$D$13,Table_investment_cost,3)*O102*-1,0)*$C$37","v":{"$error":"#N/A"}},{"$error":"#N/A"},{"$error":"#N/A"},{"$error":"#N/A"}]
[null,null,null,null,null,"1, 0.94",0.06,{"$f":"G103*'Back, Results'!$D$18","v":1.9222604539452874},-688477.94877003785,{"$f":"(H103-1)*VLOOKUP('Back, Results'!$D$12,'Back, Additional Data'!$Y$13:$AU$18,23,FALSE)","v":{"$error":"#N/A"}},{"$f":"PMT($C$36,$C$37,VLOOKUP('Back, Results'!$D$12,Table_investment_cost,3)*H103*-1,0)*$C$37","v":{"$error":"#N/A"}},{"$error":"#N/A"},"1, 0.06",0.94,{"$f":"N103*'Back, Results'!$D$18","v":30.115413778476171},5782529350.8422365,{"$f":"(O103-1)*VLOOKUP('Back, Results'!$D$13,'Back, Additional Data'!$Y$13:$AU$18,23,FALSE)","v":{"$error":"#N/A"}},{"$f":"PMT($C$36,$C$37,VLOOKUP('Back, Results'!$D$13,Table_investment_cost,3)*O103*-1,0)*$C$37","v":{"$error":"#N/A"}},{"$error":"#N/A"},{"$error":"#N/A"},{"$error":"#N/A"}]
[null,null,null,null,null,"1, 0.95",0.05,{"$f":"G104*'Back, Results'!$D$18","v":1.6018837116210731},-1187762.815786226,{"$f":"(H104-1)*VLOOKUP('Back, Results'!$D$12,'Back, Additional Data'!$Y$13:$AU$18,23,FALSE)","v":{"$error":"#N/A"}},{"$f":"PMT($C$36,$C$37,VLOOKUP('Back, Results'!$D$12,Table_investment_cost,3)*H104*-1,0)*$C$37","v":{"$error":"#N/A"}},{"$error":"#N/A"},"1, 0.05",0.95,{"$f":"N104*'Back, Results'!$D$18","v":30.435790520800385},7093389731.5664759,{"$f":"(O104-1)*VLOOKUP('Back, Results'!$D$13,'Back, Additional Data'!$Y$13:$AU$18,23,FALSE)","v":{"$error":"#N/A"}},{"$f":"PMT($C$36,$C$37,VLOOKUP('Back, Results'!$D$13,Table_investment_cost,3)*O104*-1,0)*$C$37","v":{"$error":"#N/A"}},{"$error":"#N/A"},{"$error":"#N/A"},{"$error":"#N/A"}]
[]
[]
[null,null,null,null,null,"1, 0.05"]
[null,null,null,null,null,"1, 0.06"]
[null,null,null,null,null,"1, 0.07"]
[null,null,null,null,null,"1, 0.08"]
[null,null,null,null,null,"1, 0.09"]
[null,null,null,null,null,"1, 0.1"]
[null,null,null,null,null,"1, 0.11"]
[null,null,null,null,null,"1, 0.12"]
[null,null,null,null,null,"1, 0.13"]
[null,null,null,null,null,"1, 0.14"]
[null,null,null,null,null,"1, 0.15"]
[null,null,null,null,null,"1, 0.16"]
[null,null,null,null,null,"1, 0.17"]
[null,null,null,null,null,"1, 0.18"]
[null,null,null,null,null,"1, 0.19"]
[null,null,null,null,null,"1, 0.2"]
[null,null,null,null,null,"1, 0.21"]
[null,null,null,null,null,"1, 0.22"]
[null,null,null,null,null,"1, 0.23"]
[null,null,null,null,null,"1, 0.24"]
[null,null,null,null,null,"1, 0.25"]
[null,null,null,null,null,"1, 0.26"]
[null,null,null,null,null,"1, 0.27"]
[null,null,null,null,null,"1, 0.28"]
[null,null,null,null,null,"1, 0.29"]
[null,null,null,null,null,"1, 0.3"]
[null,null,null,null,null,"1, 0.31"]
[null,null,null,null,null,"1, 0.32"]
[null,null,null,null,null,"1, 0.33"]
[null,null,null,null,null,"1, 0.34"]
[null,null,null,null,null,"1, 0.35"]
[null,null,null,null,null,"1, 0.36"]
[null,null,null,null,null,"1, 0.37"]
[null,null,null,null,null,"1, 0.38"]
[null,null,null,null,null,"1, 0.39"]
[null,null,null,null,null,"1, 0.4"]
[null,null,null,null,null,"1, 0.41"]
[null,null,null,null,null,"1, 0.42"]
[null,null,null,null,null,"1, 0.43"]
[null,null,null,null,null,"1, 0.44"]
[null,null,null,null,null,"1, 0.45"]
[null,null,null,null,null,"1, 0.46"]
[null,null,null,null,null,"1, 0.47"]
[null,null,null,null,null,"1, 0.48"]
[null,null,null,null,null,"1, 0.49"]
[null,null,null,null,null,"1, 0.5"]
[null,null,null,null,null,"1, 0.51"]
[null,null,null,null,null,"1, 0.52"]
[null,null,null,null,null,"1, 0.53"]
[null,null,null,null,null,"1, 0.54"]
[null,null,null,null,null,"1, 0.55"]
[null,null,null,null,null,"1, 0.56"]
[null,null,null,null,null,"1, 0.57"]
[null,null,null,null,null,"1, 0.58"]
[null,null,null,null,null,"1, 0.59"]
[null,null,null,null,null,"1, 0.6"]
[null,null,null,null,null,"1, 0.61"]
[null,null,null,null,null,"1, 0.62"]
[null,null,null,null,null,"1, 0.63"]
[null,null,null,null,null,"1, 0.64"]
[null,null,null,null,null,"1, 0.65"]
[null,null,null,null,null,"1, 0.66"]
[null,null,null,null,null,"1, 0.67"]
[null,null,null,null,null,"1, 0.68"]
[null,null,null,null,null,"1, 0.69"]
[null,null,null,null,null,"1, 0.7"]
[null,null,null,null,null,"1, 0.71"]
[null,null,null,null,null,"1, 0.72"]
[null,null,null,null,null,"1, 0.73"]
[null,null,null,null,null,"1, 0.74"]
[null,null,null,null,null,"1, 0.75"]
[null,null,null,null,null,"1, 0.76"]
[null,null,null,null,null,"1, 0.77"]
[null,null,null,null,null,"1, 0.78"]
[null,null,null,null,null,"1, 0.79"]
[null,null,null,null,null,"1, 0.8"]
[null,null,null,null,null,"1, 0.81"]
[null,null,null,null,null,"1, 0.82"]
[null,null,null,null,null,"1, 0.83"]
[null,null,null,null,null,"1, 0.84"]
[null,null,null,null,null,"1, 0.85"]
[null,null,null,null,null,"1, 0.86"]
[null,null,null,null,null,"1, 0.87"]
[null,null,null,null,null,"1, 0.88"]
[null,null,null,null,null,"1, 0.89"]
[null,null,null,null,null,"1, 0.9"]
[null,null,null,null,null,"1, 0.91"]
[null,null,null,null,null,"1, 0.92"]
[null,null,null,null,null,"1, 0.93"]
[null,null,null,null,null,"1, 0.94"]
[null,null,null,null,null,"1, 0.95"]

{"sheet":"Back, Peak Capacity","index":10,"n_rows":8770,"n_cols":22,"rows_kept":4500,"cut":true,"hidden":false,"merged":[[3,1,6,18],[8,1,9,1],[8,7,8,9],[8,4,8,6],[8,10,8,12],[8,2,9,2],[8,13,8,15],[8,3,9,3]],"bounds":{"rows_first":2000,"rows_last":500,"rows_between":2000,"halvings":0}}
[]
[]
[]
[null,"This sheet is used to determine the function for the peak capacity required in the system based on the annual district heating demand in MWh. The demand profiles have been extracted from energyPRO and sorted to form the load duration profiles for annual demands of 50,000, 250,000 and 500,000 MWh. These peak capacities are then used to find the function based on linear regression. The a and b coefficients are then used to generate a function that can determine the reuiqred peak capacity at any annual district heating demand from 1 MWh and upwards. The R2 value of 1 shows that the linear regression fits perfectly. The function is y = 2.91 * 10-4 * x - 7.11 * 10-14."]
[]
[]
[]
[]
[null,"Hours","Profile","Sorted",50000,null,null,250000,null,null,500000,null,null,"Input",null,null,null,"Demand","Peak",null,"Demand","Peak"]
[null,null,null,null,"MW","Sorted",0.1,"MW","Sorted",0.1,"MW","Sorted",0.1,"MW","Sorted",0.1,null,"[MWh]","[MW]",null,"[MWh]","[MW]"]
[null,1,2.032321977532867E-4,2.6483149930247836E-4,{"$f":"$E$9*C11","v":10.161609887664335},13.238708360504701,{"$f":"F11*1.1","v":14.562579196555172},{"$f":"$H$9*C11","v":50.808049438321675},66.193541802523697,{"$f":"I11*1.1","v":72.81289598277607},{"$f":"$K$9*C11","v":101.61609887664335},132.387083605047,{"$f":"L11*1.1","v":145.62579196555171},{"$f":"Input!$F$21*C11","v":20.323219775328671},{"$f":"Input!$F$21*D11","v":26.483149930247837},{"$f":"O11*1.1","v":29.131464923272624},null,1000,{"$f":"$V$15*R11+$V$16","v":0.29125158393117445},null,50000,{"$f":"G11","v":14.562579196555172}]
[null,2,2.011322215641097E-4,2.6343151517636034E-4,10.056611078205485,13.168724307989001,14.485596738787901,50.283055391027425,65.843621539944849,72.427983693939339,{"$f":"$K$9*C12","v":100.56611078205485},131.6872430798897,144.85596738787868,{"$f":"Input!$F$21*C12","v":20.11322215641097},{"$f":"Input!$F$21*D12","v":26.343151517636034},{"$f":"O12*1.1","v":28.977466669399639},null,2000,0.58250316786227785,null,250000,{"$f":"J11","v":72.81289598277607}]
[null,3,1.9903224537493269E-4,2.6133153898718334E-4,9.9516122687466346,13.063748229215332,14.370123052136865,49.758061343733175,65.318741146076647,71.850615260684322,99.51612268746635,130.63748229215329,143.70123052136864,{"$f":"Input!$F$21*C13","v":19.903224537493269},{"$f":"Input!$F$21*D13","v":26.133153898718334},28.74646928859017,null,3000,0.87375475179338125,null,500000,{"$f":"M11","v":145.62579196555171}]
[null,4,1.955322850596377E-4,2.5783157867188838E-4,9.7766142529818847,12.88878809792593,14.177666907718525,48.883071264909425,64.443940489629654,70.88833453859263,97.76614252981885,128.88788097925931,141.77666907718526,{"$f":"Input!$F$21*C14","v":19.553228505963769},{"$f":"Input!$F$21*D14","v":25.783157867188837},28.361473653907723,null,4000,1.1650063357244846]
[null,5,1.8713238030292976E-4,2.571315866088294E-4,9.356619015146487,12.853796071668047,14.139175678834853,46.78309507573244,64.268980358340229,70.695878394174258,93.56619015146488,128.53796071668046,141.39175678834852,{"$f":"Input!$F$21*C15","v":18.713238030292974},{"$f":"Input!$F$21*D15","v":25.713158660882939},28.284474526971234,null,5000,1.456257919655588,null,"a:",{"$f":"SLOPE(V11:V13,U11:U13)","v":2.9125158393110342E-4}]
[null,6,1.8083245173539881E-4,2.550316104196524E-4,9.0416225867699396,12.748819992894408,14.023701992183849,45.208112933849705,63.744099964472035,70.118509960919241,90.41622586769941,127.48819992894407,140.23701992183848,{"$f":"Input!$F$21*C16","v":18.083245173539879},{"$f":"Input!$F$21*D16","v":25.503161041965239},28.053477146161764,null,6000,1.7475095035866914,null,"b:",{"$f":"INTERCEPT(V11:V13,U11:U13)","v":7.1054273576010019E-14}]
[null,7,1.7523251523092684E-4,2.5433161835659336E-4,8.7616257615463429,12.713827966636529,13.985210763300183,43.808128807731713,63.569139833182646,69.926053816500911,87.616257615463425,127.13827966636529,139.85210763300182,{"$f":"Input!$F$21*C17","v":17.523251523092686},{"$f":"Input!$F$21*D17","v":25.433161835659337},27.976478019225272,null,7000,2.0387610875177948,null,"R2:",{"$f":"1-(SUM((V11-S60)^2+(V12-S260)^2+(V13-S510)^2)/((COUNT(B20:B22)-1)*_xlfn.VAR.S(V11:V13)))","v":1}]
[null,8,1.7173255491563185E-4,2.5363162629353443E-4,8.5866277457815929,12.678835940378649,13.946719534416514,42.933138728907963,63.394179701893243,69.733597672082567,85.866277457815926,126.78835940378649,139.46719534416513,{"$f":"Input!$F$21*C18","v":17.173255491563186},{"$f":"Input!$F$21*D18","v":25.363162629353443},27.899478892288791,null,8000,2.3300126714488982]
[null,9,1.7313253904174984E-4,2.529316342304754E-4,8.6566269520874926,12.643843914120767,13.908228305532845,43.283134760437463,63.21921957060384,69.541141527664223,86.566269520874926,126.43843914120768,139.08228305532845,{"$f":"Input!$F$21*C19","v":17.313253904174985},{"$f":"Input!$F$21*D19","v":25.293163423047538},27.822479765352295,null,9000,2.6212642553800016]
[null,10,1.7173255491563185E-4,2.529316342304754E-4,8.5866277457815929,12.643843914120767,13.908228305532845,42.933138728907963,63.21921957060384,69.541141527664223,85.866277457815926,126.43843914120768,139.08228305532845,{"$f":"Input!$F$21*C20","v":17.173255491563186},{"$f":"Input!$F$21*D20","v":25.293163423047538},27.822479765352295,null,10000,2.912515839311105]
[null,11,1.6753260253727788E-4,2.5223164216741642E-4,8.3766301268638941,12.608851887862887,13.869737076649177,41.88315063431947,63.044259439314438,69.348685383245893,83.766301268638941,126.08851887862888,138.69737076649179,{"$f":"Input!$F$21*C21","v":16.753260253727788},{"$f":"Input!$F$21*D21","v":25.22316421674164},27.745480638415806,null,11000,3.2037674232422084]
[null,12,1.612326739697469E-4,2.5153165010435743E-4,8.0616336984873449,12.573859861605007,13.831245847765508,40.308168492436728,62.869299308025028,69.156229238827535,80.616336984873456,125.73859861605006,138.31245847765507,{"$f":"Input!$F$21*C22","v":16.12326739697469},{"$f":"Input!$F$21*D22","v":25.153165010435742},27.668481511479317,null,12000,3.4950190071733118]
[null,13,1.5493274540221596E-4,2.5153165010435743E-4,7.7466372701107975,12.573859861605007,13.831245847765508,38.733186350553993,62.869299308025028,69.156229238827535,77.466372701107986,125.73859861605006,138.31245847765507,{"$f":"Input!$F$21*C23","v":15.493274540221595},{"$f":"Input!$F$21*D23","v":25.153165010435742},27.668481511479317,null,13000,3.7862705911044157]
[null,14,1.5283276921303896E-4,2.5153165010435743E-4,7.6416384606519481,12.573859861605007,13.831245847765508,38.208192303259736,62.869299308025028,69.156229238827535,76.416384606519472,125.73859861605006,138.31245847765507,{"$f":"Input!$F$21*C24","v":15.283276921303896},{"$f":"Input!$F$21*D24","v":25.153165010435742},27.668481511479317,null,14000,4.0775221750355186]
[null,15,1.5283276921303896E-4,2.4943167391518043E-4,7.6416384606519481,12.468883782831366,13.715772161114504,38.208192303259736,62.344418914156833,68.578860805572518,76.416384606519472,124.68883782831367,137.15772161114504,{"$f":"Input!$F$21*C25","v":15.283276921303896},{"$f":"Input!$F$21*D25","v":24.943167391518042},27.437484130669848,null,15000,4.368773758966622]
[null,16,1.5213277714997998E-4,2.4943167391518043E-4,7.6066388574989992,12.468883782831366,13.715772161114504,38.033194287494993,62.344418914156833,68.578860805572518,76.066388574989986,124.68883782831367,137.15772161114504,{"$f":"Input!$F$21*C26","v":15.213277714997998},{"$f":"Input!$F$21*D26","v":24.943167391518042},27.437484130669848,null,16000,4.6600253428977254]
[null,17,1.5143278508692097E-4,2.4873168185212145E-4,7.5716392543460485,12.433891756573486,13.677280932230836,37.858196271730243,62.16945878286743,68.386404661154174,75.716392543460486,124.33891756573486,136.77280932230835,{"$f":"Input!$F$21*C27","v":15.143278508692097},{"$f":"Input!$F$21*D27","v":24.873168185212144},27.360485003733359,null,17000,4.9512769268288288]
[null,18,1.5003280096080297E-4,2.4733169772600343E-4,7.5016400480401488,12.363907704057725,13.600298474463498,37.508200240200743,61.819538520288624,68.001492372317486,75.016400480401487,123.63907704057725,136.00298474463497,{"$f":"Input!$F$21*C28","v":15.003280096080298},{"$f":"Input!$F$21*D28","v":24.733169772600345},27.206486749860382,null,18000,5.2425285107599322]
[null,19,1.5003280096080297E-4,2.4733169772600343E-4,7.5016400480401488,12.363907704057725,13.600298474463498,37.508200240200743,61.819538520288624,68.001492372317486,75.016400480401487,123.63907704057725,136.00298474463497,{"$f":"Input!$F$21*C29","v":15.003280096080298},{"$f":"Input!$F$21*D29","v":24.733169772600345},27.206486749860382,null,19000,5.5337800946910356]
[null,20,1.5563273746527491E-4,2.4593171359988547E-4,7.7816368732637455,12.293923651541967,13.523316016696164,38.908184366318729,61.469618257709833,67.616580083480827,77.816368732637457,122.93923651541967,135.23316016696165,{"$f":"Input!$F$21*C30","v":15.563273746527491},{"$f":"Input!$F$21*D30","v":24.593171359988546},27.052488495987401,null,20000,5.825031678622139]
[null,21,1.5703272159139296E-4,2.4453172947376745E-4,7.8516360795696478,12.223939599026204,13.446333558928826,39.258180397848243,61.11969799513102,67.231667794644125,78.516360795696485,122.23939599026204,134.46333558928825,{"$f":"Input!$F$21*C31","v":15.703272159139296},{"$f":"Input!$F$21*D31","v":24.453172947376746},26.898490242114423,null,21000,6.1162832625532424]
[null,22,1.5283276921303896E-4,2.4313174534764946E-4,7.6416384606519481,12.153955546510444,13.36935110116149,38.208192303259736,60.769777732552221,66.846755505807451,76.416384606519472,121.53955546510444,133.6935110116149,{"$f":"Input!$F$21*C32","v":15.283276921303896},{"$f":"Input!$F$21*D32","v":24.313174534764947},26.744491988241442,null,22000,6.4075348464843458]
[null,23,1.4513285651938999E-4,2.4313174534764946E-4,7.2566428259694993,12.153955546510444,13.36935110116149,36.283214129847501,60.769777732552221,66.846755505807451,72.566428259695002,121.53955546510444,133.6935110116149,{"$f":"Input!$F$21*C33","v":14.513285651938999},{"$f":"Input!$F$21*D33","v":24.313174534764947},26.744491988241442,null,23000,6.6987864304154492]
[null,24,1.4723283270856699E-4,2.4243175328459048E-4,7.3616416354283496,12.118963520252565,13.330859872277824,36.808208177141751,60.594817601262825,66.654299361389107,73.616416354283501,121.18963520252565,133.30859872277821,{"$f":"Input!$F$21*C34","v":14.723283270856699},{"$f":"Input!$F$21*D34","v":24.243175328459049},26.667492861304957,null,24000,6.9900380143465526]
[null,25,1.5003280096080297E-4,2.4243175328459048E-4,7.5016400480401488,12.118963520252565,13.330859872277824,37.508200240200743,60.594817601262825,66.654299361389107,75.016400480401487,121.18963520252565,133.30859872277821,{"$f":"Input!$F$21*C35","v":15.003280096080298},{"$f":"Input!$F$21*D35","v":24.243175328459049},26.667492861304957,null,25000,7.2812895982776569]
[null,26,1.5423275333915695E-4,2.4033177709541348E-4,7.7116376669578477,12.013987441478926,13.215386185626821,38.558188334789236,60.069937207394631,66.076930928134104,77.116376669578472,120.13987441478926,132.15386185626821,{"$f":"Input!$F$21*C36","v":15.423275333915695},{"$f":"Input!$F$21*D36","v":24.033177709541349},26.436495480495484,null,26000,7.5725411822087603]
[null,27,1.591326977805699E-4,2.4033177709541348E-4,7.9566348890284955,12.013987441478926,13.215386185626821,39.783174445142478,60.069937207394631,66.076930928134104,79.566348890284956,120.13987441478926,132.15386185626821,{"$f":"Input!$F$21*C37","v":15.913269778056991},{"$f":"Input!$F$21*D37","v":24.033177709541349},26.436495480495484,null,27000,7.8637927661398637]
[null,28,1.612326739697469E-4,2.3893179296929549E-4,8.0616336984873449,11.944003388963164,13.138403727859481,40.308168492436728,59.720016944815818,65.692018639297402,80.616336984873456,119.44003388963164,131.3840372785948,{"$f":"Input!$F$21*C38","v":16.12326739697469},{"$f":"Input!$F$21*D38","v":23.893179296929549},26.282497226622507,null,28000,8.1550443500709662]
[null,29,1.6543262634810091E-4,2.3823180090623648E-4,8.2716313174050455,11.909011362705284,13.099912498975813,41.358156587025228,59.545056813526415,65.499562494879058,82.716313174050455,119.09011362705283,130.99912498975812,{"$f":"Input!$F$21*C39","v":16.543262634810091},{"$f":"Input!$F$21*D39","v":23.823180090623648},26.205498099686015,null,29000,8.4462959340020696]
[null,30,1.7243254697869089E-4,2.3823180090623648E-4,8.6216273489345436,11.909011362705284,13.099912498975813,43.10813674467272,59.545056813526415,65.499562494879058,86.21627348934544,119.09011362705283,130.99912498975812,{"$f":"Input!$F$21*C40","v":17.243254697869087},{"$f":"Input!$F$21*D40","v":23.823180090623648},26.205498099686015,null,30000,8.737547517933173]
[null,31,1.7313253904174984E-4,2.3753180884317747E-4,8.6566269520874926,11.874019336447402,13.061421270092143,43.283134760437463,59.370096682237012,65.307106350460714,86.566269520874926,118.74019336447402,130.61421270092143,{"$f":"Input!$F$21*C41","v":17.313253904174985},{"$f":"Input!$F$21*D41","v":23.753180884317747},26.128498972749522,null,31000,9.0287991018642764]
[null,32,1.7733249142010382E-4,2.3753180884317747E-4,8.8666245710051914,11.874019336447402,13.061421270092143,44.333122855025955,59.370096682237012,65.307106350460714,88.666245710051911,118.74019336447402,130.61421270092143,{"$f":"Input!$F$21*C42","v":17.733249142010383},{"$f":"Input!$F$21*D42","v":23.753180884317747},26.128498972749522,null,32000,9.3200506857953798]
[null,33,1.8363241998763476E-4,2.3753180884317747E-4,9.1816209993817388,11.874019336447402,13.061421270092143,45.908104996908691,59.370096682237012,65.307106350460714,91.816209993817381,118.74019336447402,130.61421270092143,{"$f":"Input!$F$21*C43","v":18.363241998763478},{"$f":"Input!$F$21*D43","v":23.753180884317747},26.128498972749522,null,33000,9.6113022697264832]
[null,34,1.8293242792457581E-4,2.3683181678011848E-4,9.1466213962287899,11.839027310189524,13.022930041208477,45.733106981143955,59.195136550947616,65.114650206042384,91.46621396228791,118.39027310189523,130.22930041208477,{"$f":"Input!$F$21*C44","v":18.29324279245758},{"$f":"Input!$F$21*D44","v":23.683181678011849},26.051499845813037,null,34000,9.9025538536575866]
[null,35,1.7383253110480885E-4,2.3683181678011848E-4,8.6916265552404433,11.839027310189524,13.022930041208477,43.458132776202213,59.195136550947616,65.114650206042384,86.916265552404425,118.39027310189523,130.22930041208477,{"$f":"Input!$F$21*C45","v":17.383253110480887},{"$f":"Input!$F$21*D45","v":23.683181678011849},26.051499845813037,null,35000,10.19380543758869]
[null,36,1.6543262634810091E-4,2.3333185646482352E-4,8.2716313174050455,11.664067178900122,12.830473896790135,41.358156587025228,58.320335894500616,64.152369483950679,82.716313174050455,116.64067178900123,128.30473896790136,{"$f":"Input!$F$21*C46","v":16.543262634810091},{"$f":"Input!$F$21*D46","v":23.333185646482352},25.66650421113059,null,36000,10.485057021519793]
[null,37,1.612326739697469E-4,2.3333185646482352E-4,8.0616336984873449,11.664067178900122,12.830473896790135,40.308168492436728,58.320335894500616,64.152369483950679,80.616336984873456,116.64067178900123,128.30473896790136,{"$f":"Input!$F$21*C47","v":16.12326739697469},{"$f":"Input!$F$21*D47","v":23.333185646482352},25.66650421113059,null,37000,10.776308605450897]
[null,38,1.605326819066879E-4,2.3263186440176448E-4,8.0266340953343942,11.629075152642242,12.791982667906467,40.133170476671971,58.145375763211213,63.959913339532342,80.266340953343942,116.29075152642243,127.91982667906468,{"$f":"Input!$F$21*C48","v":16.053268190668788},{"$f":"Input!$F$21*D48","v":23.263186440176447},25.589505084194094,null,38000,11.067560189382]
[null,39,1.6193266603280591E-4,2.3193187233870553E-4,8.0966333016402956,11.594083126384364,12.753491439022801,40.483166508201478,57.970415631921817,63.767457195114005,80.966333016402956,115.94083126384363,127.53491439022801,{"$f":"Input!$F$21*C49","v":16.193266603280591},{"$f":"Input!$F$21*D49","v":23.193187233870553},25.512505957257609,null,39000,11.358811773313104]
[null,40,1.7663249935704484E-4,2.3193187233870553E-4,8.8316249678522425,11.594083126384364,12.753491439022801,44.158124839261205,57.970415631921817,63.767457195114005,88.316249678522411,115.94083126384363,127.53491439022801,{"$f":"Input!$F$21*C50","v":17.663249935704485},{"$f":"Input!$F$21*D50","v":23.193187233870553},25.512505957257609,null,40000,11.650063357244207]
[null,41,1.976322612488147E-4,2.3193187233870553E-4,9.881613062440735,11.594083126384364,12.753491439022801,49.408065312203675,57.970415631921817,63.767457195114005,98.81613062440735,115.94083126384363,127.53491439022801,{"$f":"Input!$F$21*C51","v":19.76322612488147},{"$f":"Input!$F$21*D51","v":23.193187233870553},25.512505957257609,null,41000,11.94131494117531]
[null,42,1.9903224537493269E-4,2.3123188027564652E-4,9.9516122687466346,11.559091100126484,12.715000210139133,49.758061343733175,57.795455500632414,63.575001050695661,99.51612268746635,115.59091100126483,127.15000210139132,{"$f":"Input!$F$21*C52","v":19.903224537493269},{"$f":"Input!$F$21*D52","v":23.123188027564652},25.43550683032112,null,42000,12.232566525106414]
[null,43,1.9623227712269674E-4,2.3123188027564652E-4,9.8116138561348372,11.559091100126484,12.715000210139133,49.058069280674182,57.795455500632414,63.575001050695661,98.116138561348365,115.59091100126483,127.15000210139132,{"$f":"Input!$F$21*C53","v":19.623227712269674},{"$f":"Input!$F$21*D53","v":23.123188027564652},25.43550683032112,null,43000,12.523818109037517]
[null,44,1.9273231680740175E-4,2.3053188821258754E-4,9.6366158403700872,11.524099073868603,12.676508981255465,48.18307920185044,57.620495369343011,63.382544906277317,96.366158403700879,115.24099073868602,126.76508981255463,{"$f":"Input!$F$21*C54","v":19.273231680740174},{"$f":"Input!$F$21*D54","v":23.053188821258754},25.358507703384632,null,44000,12.815069692968621]
[null,45,2.0253220569022769E-4,2.3053188821258754E-4,10.126610284511385,11.524099073868603,12.676508981255465,50.633051422556925,57.620495369343011,63.382544906277317,101.26610284511385,115.24099073868602,126.76508981255463,{"$f":"Input!$F$21*C55","v":20.253220569022769},{"$f":"Input!$F$21*D55","v":23.053188821258754},25.358507703384632,null,45000,13.106321276899724]
[null,46,2.0883213425775863E-4,2.3053188821258754E-4,10.441606712887932,11.524099073868603,12.676508981255465,52.20803356443966,57.620495369343011,63.382544906277317,104.41606712887932,115.24099073868602,126.76508981255463,{"$f":"Input!$F$21*C56","v":20.883213425775864},{"$f":"Input!$F$21*D56","v":23.053188821258754},25.358507703384632,null,46000,13.397572860830827]
[null,47,2.1023211838387662E-4,2.2983189614952853E-4,10.511605919193832,11.489107047610721,12.638017752371795,52.558029595969153,57.445535238053608,63.190088761858973,105.11605919193831,114.89107047610722,126.38017752371795,{"$f":"Input!$F$21*C57","v":21.023211838387663},{"$f":"Input!$F$21*D57","v":22.983189614952853},25.28150857644814,null,47000,13.688824444761931]
[null,48,2.1303208663611261E-4,2.2983189614952853E-4,10.651604331805631,11.489107047610721,12.638017752371795,53.258021659028152,57.445535238053608,63.190088761858973,106.5160433180563,114.89107047610722,126.38017752371795,{"$f":"Input!$F$21*C58","v":21.303208663611262},{"$f":"Input!$F$21*D58","v":22.983189614952853},25.28150857644814,null,48000,13.980076028693034]
[null,49,2.1023211838387662E-4,2.2983189614952853E-4,10.511605919193832,11.489107047610721,12.638017752371795,52.558029595969153,57.445535238053608,63.190088761858973,105.11605919193831,114.89107047610722,126.38017752371795,{"$f":"Input!$F$21*C59","v":21.023211838387663},{"$f":"Input!$F$21*D59","v":22.983189614952853},25.28150857644814,null,49000,14.271327612624139]
[null,50,2.0743215013164067E-4,2.2983189614952853E-4,10.371607506582034,11.489107047610721,12.638017752371795,51.858037532910167,57.445535238053608,63.190088761858973,103.71607506582033,114.89107047610722,126.38017752371795,{"$f":"Input!$F$21*C60","v":20.743215013164068},{"$f":"Input!$F$21*D60","v":22.983189614952853},25.28150857644814,null,50000,14.562579196555243]
[null,51,2.0673215806858166E-4,2.2913190408646955E-4,10.336607903429083,11.454115021352841,12.599526523488127,51.683039517145417,57.270575106764205,62.99763261744063,103.36607903429083,114.54115021352841,125.99526523488126,{"$f":"Input!$F$21*C61","v":20.673215806858167},{"$f":"Input!$F$21*D61","v":22.913190408646955},25.204509449511651,null,51000,14.853830780486346]
[null,52,2.0463218187940469E-4,2.2913190408646955E-4,10.231609093970235,11.454115021352841,12.599526523488127,51.158045469851174,57.270575106764205,62.99763261744063,102.31609093970235,114.54115021352841,125.99526523488126,{"$f":"Input!$F$21*C62","v":20.46321818794047},{"$f":"Input!$F$21*D62","v":22.913190408646955},25.204509449511651,null,52000,15.145082364417449]
[null,53,1.9903224537493269E-4,2.2913190408646955E-4,9.9516122687466346,11.454115021352841,12.599526523488127,49.758061343733175,57.270575106764205,62.99763261744063,99.51612268746635,114.54115021352841,125.99526523488126,{"$f":"Input!$F$21*C63","v":19.903224537493269},{"$f":"Input!$F$21*D63","v":22.913190408646955},25.204509449511651,null,53000,15.436333948348553]
[null,54,1.9063234061822475E-4,2.2913190408646955E-4,9.5316170309112369,11.454115021352841,12.599526523488127,47.65808515455619,57.270575106764205,62.99763261744063,95.31617030911238,114.54115021352841,125.99526523488126,{"$f":"Input!$F$21*C64","v":19.063234061822474},{"$f":"Input!$F$21*D64","v":22.913190408646955},25.204509449511651,null,54000,15.727585532279656]
[null,55,1.8013245967233983E-4,2.2843191202341054E-4,9.0066229836169907,11.419122995094961,12.561035294604459,45.033114918084955,57.09561497547481,62.805176473022293,90.06622983616991,114.19122995094962,125.61035294604459,{"$f":"Input!$F$21*C65","v":18.013245967233981},{"$f":"Input!$F$21*D65","v":22.843191202341053},25.127510322575162,null,55000,16.018837116210758]
[null,56,1.7033257078951389E-4,2.2843191202341054E-4,8.5166285394756951,11.419122995094961,12.561035294604459,42.58314269737847,57.09561497547481,62.805176473022293,85.16628539475694,114.19122995094962,125.61035294604459,{"$f":"Input!$F$21*C66","v":17.03325707895139},{"$f":"Input!$F$21*D66","v":22.843191202341053},25.127510322575162,null,56000,16.310088700141861]
[null,57,1.6403264222198289E-4,2.2843191202341054E-4,8.2016321110991441,11.419122995094961,12.561035294604459,41.008160555495721,57.09561497547481,62.805176473022293,82.016321110991441,114.19122995094962,125.61035294604459,{"$f":"Input!$F$21*C67","v":16.403264222198288},{"$f":"Input!$F$21*D67","v":22.843191202341053},25.127510322575162,null,57000,16.601340284072965]
[null,58,1.5283276921303896E-4,2.2773191996035156E-4,7.6416384606519481,11.384130968837082,12.522544065720792,38.208192303259736,56.920654844185414,62.612720328603963,76.416384606519472,113.84130968837083,125.22544065720793,{"$f":"Input!$F$21*C68","v":15.283276921303896},{"$f":"Input!$F$21*D68","v":22.773191996035155},25.050511195638673,null,58000,16.892591868004068]
[null,59,1.5073279302386196E-4,2.2773191996035156E-4,7.5366396511930978,11.384130968837082,12.522544065720792,37.683198255965486,56.920654844185414,62.612720328603963,75.366396511930972,113.84130968837083,125.22544065720793,{"$f":"Input!$F$21*C69","v":15.073279302386196},{"$f":"Input!$F$21*D69","v":22.773191996035155},25.050511195638673,null,59000,17.183843451935171]
[null,60,1.4303288033021302E-4,2.2773191996035156E-4,7.1516440165106507,11.384130968837082,12.522544065720792,35.758220082553258,56.920654844185414,62.612720328603963,71.516440165106516,113.84130968837083,125.22544065720793,{"$f":"Input!$F$21*C70","v":14.303288033021301},{"$f":"Input!$F$21*D70","v":22.773191996035155},25.050511195638673,null,60000,17.475095035866275]
[null,61,1.3743294382574105E-4,2.2773191996035156E-4,6.8716471912870523,11.384130968837082,12.522544065720792,34.358235956435266,56.920654844185414,62.612720328603963,68.716471912870531,113.84130968837083,125.22544065720793,{"$f":"Input!$F$21*C71","v":13.743294382574105},{"$f":"Input!$F$21*D71","v":22.773191996035155},25.050511195638673,null,61000,17.766346619797378]
[null,62,1.3533296763656405E-4,2.2703192789729255E-4,6.7666483818282028,11.349138942579202,12.484052836837124,33.833241909141016,56.745694712896011,62.420264184185619,67.666483818282032,113.49138942579202,124.84052836837124,{"$f":"Input!$F$21*C72","v":13.533296763656406},{"$f":"Input!$F$21*D72","v":22.703192789729254},24.973512068702181,null,62000,18.057598203728482]
[null,63,1.3463297557350504E-4,2.2703192789729255E-4,6.7316487786752521,11.349138942579202,12.484052836837124,33.658243893376259,56.745694712896011,62.420264184185619,67.316487786752518,113.49138942579202,124.84052836837124,{"$f":"Input!$F$21*C73","v":13.463297557350504},{"$f":"Input!$F$21*D73","v":22.703192789729254},24.973512068702181,null,63000,18.348849787659585]
[null,64,1.3393298351044606E-4,2.2703192789729255E-4,6.6966491755223032,11.349138942579202,12.484052836837124,33.483245877611516,56.745694712896011,62.420264184185619,66.966491755223032,113.49138942579202,124.84052836837124,{"$f":"Input!$F$21*C74","v":13.393298351044606},{"$f":"Input!$F$21*D74","v":22.703192789729254},24.973512068702181,null,64000,18.640101371590688]
[null,65,1.3183300732126906E-4,2.2633193583423354E-4,{"$f":"$E$9*C75","v":6.5916503660634529},11.314146916321322,{"$f":"F75*1.1","v":12.445561607953454},{"$f":"$H$9*C75","v":32.958251830317266},56.570734581606608,{"$f":"I75*1.1","v":62.227808039767275},{"$f":"$K$9*C75","v":65.916503660634532},113.14146916321322,{"$f":"L75*1.1","v":124.45561607953455},{"$f":"Input!$F$21*C75","v":13.183300732126906},{"$f":"Input!$F$21*D75","v":22.633193583423353},24.896512941765689,null,65000,{"$f":"$V$15*R75+$V$16","v":18.931352955521792}]
[null,66,1.3183300732126906E-4,2.2633193583423354E-4,6.5916503660634529,11.314146916321322,12.445561607953454,32.958251830317266,56.570734581606608,62.227808039767275,65.916503660634532,113.14146916321322,124.45561607953455,{"$f":"Input!$F$21*C76","v":13.183300732126906},{"$f":"Input!$F$21*D76","v":22.633193583423353},{"$f":"O76*1.1","v":24.896512941765689},null,66000,19.222604539452895]
[null,67,1.3113301525821005E-4,2.2633193583423354E-4,6.5566507629105031,11.314146916321322,12.445561607953454,32.783253814552516,56.570734581606608,62.227808039767275,65.566507629105033,113.14146916321322,124.45561607953455,{"$f":"Input!$F$21*C77","v":13.113301525821006},{"$f":"Input!$F$21*D77","v":22.633193583423353},24.896512941765689,null,67000,19.513856123383999]
[null,68,1.2973303113209209E-4,2.2633193583423354E-4,6.4866515566046044,11.314146916321322,12.445561607953454,32.433257783023024,56.570734581606608,62.227808039767275,64.866515566046047,113.14146916321322,124.45561607953455,{"$f":"Input!$F$21*C78","v":12.973303113209209},{"$f":"Input!$F$21*D78","v":22.633193583423353},24.896512941765689,null,68000,19.805107707315102]
[null,69,1.2973303113209209E-4,2.2633193583423354E-4,6.4866515566046044,11.314146916321322,12.445561607953454,32.433257783023024,56.570734581606608,62.227808039767275,64.866515566046047,113.14146916321322,124.45561607953455,{"$f":"Input!$F$21*C79","v":12.973303113209209},{"$f":"Input!$F$21*D79","v":22.633193583423353},24.896512941765689,null,69000,20.096359291246205]
[null,70,1.304330231951511E-4,2.2633193583423354E-4,6.521651159757555,11.314146916321322,12.445561607953454,32.608255798787773,56.570734581606608,62.227808039767275,65.216511597575547,113.14146916321322,124.45561607953455,{"$f":"Input!$F$21*C80","v":13.04330231951511},{"$f":"Input!$F$21*D80","v":22.633193583423353},24.896512941765689,null,70000,20.387610875177309]
[null,71,1.304330231951511E-4,2.2633193583423354E-4,6.521651159757555,11.314146916321322,12.445561607953454,32.608255798787773,56.570734581606608,62.227808039767275,65.216511597575547,113.14146916321322,124.45561607953455,{"$f":"Input!$F$21*C81","v":13.04330231951511},{"$f":"Input!$F$21*D81","v":22.633193583423353},24.896512941765689,null,71000,20.678862459108412]
[null,72,1.325329993843281E-4,2.2563194377117455E-4,6.6266499692164045,11.279154890063442,12.407070379069786,33.133249846082023,56.395774450317205,62.035351895348931,66.266499692164047,112.79154890063441,124.07070379069786,{"$f":"Input!$F$21*C82","v":13.253299938432809},{"$f":"Input!$F$21*D82","v":22.563194377117455},24.819513814829204,null,72000,20.970114043039516]
[null,73,1.3533296763656405E-4,2.2563194377117455E-4,6.7666483818282028,11.279154890063442,12.407070379069786,33.833241909141016,56.395774450317205,62.035351895348931,67.666483818282032,112.79154890063441,124.07070379069786,{"$f":"Input!$F$21*C83","v":13.533296763656406},{"$f":"Input!$F$21*D83","v":22.563194377117455},24.819513814829204,null,73000,21.261365626970619]
[null,74,1.3743294382574105E-4,2.2563194377117455E-4,6.8716471912870523,11.279154890063442,12.407070379069786,34.358235956435266,56.395774450317205,62.035351895348931,68.716471912870531,112.79154890063441,124.07070379069786,{"$f":"Input!$F$21*C84","v":13.743294382574105},{"$f":"Input!$F$21*D84","v":22.563194377117455},24.819513814829204,null,74000,21.552617210901722]
[null,75,1.3533296763656405E-4,2.2493195170811555E-4,6.7666483818282028,11.244162863805562,12.368579150186118,33.833241909141016,56.220814319027802,61.842895750930587,67.666483818282032,112.4416286380556,123.68579150186117,{"$f":"Input!$F$21*C85","v":13.533296763656406},{"$f":"Input!$F$21*D85","v":22.493195170811553},24.742514687892712,null,75000,21.843868794832826]
[null,76,1.3323299144738705E-4,2.2493195170811555E-4,6.6616495723693525,11.244162863805562,12.368579150186118,33.308247861846766,56.220814319027802,61.842895750930587,66.616495723693532,112.4416286380556,123.68579150186117,{"$f":"Input!$F$21*C86","v":13.323299144738705},{"$f":"Input!$F$21*D86","v":22.493195170811553},24.742514687892712,null,76000,22.135120378763929]
[null,77,1.3113301525821005E-4,2.2493195170811555E-4,6.5566507629105031,11.244162863805562,12.368579150186118,32.783253814552516,56.220814319027802,61.842895750930587,65.566507629105033,112.4416286380556,123.68579150186117,{"$f":"Input!$F$21*C87","v":13.113301525821006},{"$f":"Input!$F$21*D87","v":22.493195170811553},24.742514687892712,null,77000,22.426371962695033]
[null,78,1.304330231951511E-4,2.2493195170811555E-4,6.521651159757555,11.244162863805562,12.368579150186118,32.608255798787773,56.220814319027802,61.842895750930587,65.216511597575547,112.4416286380556,123.68579150186117,{"$f":"Input!$F$21*C88","v":13.04330231951511},{"$f":"Input!$F$21*D88","v":22.493195170811553},24.742514687892712,null,78000,22.717623546626136]
[null,79,1.3113301525821005E-4,2.2493195170811555E-4,6.5566507629105031,11.244162863805562,12.368579150186118,32.783253814552516,56.220814319027802,61.842895750930587,65.566507629105033,112.4416286380556,123.68579150186117,{"$f":"Input!$F$21*C89","v":13.113301525821006},{"$f":"Input!$F$21*D89","v":22.493195170811553},24.742514687892712,null,79000,23.008875130557239]
[null,80,1.3393298351044606E-4,2.2493195170811555E-4,6.6966491755223032,11.244162863805562,12.368579150186118,33.483245877611516,56.220814319027802,61.842895750930587,66.966491755223032,112.4416286380556,123.68579150186117,{"$f":"Input!$F$21*C90","v":13.393298351044606},{"$f":"Input!$F$21*D90","v":22.493195170811553},24.742514687892712,null,80000,23.300126714488343]
[null,81,1.3813293588880004E-4,2.2493195170811555E-4,6.9066467944400021,11.244162863805562,12.368579150186118,34.533233972200009,56.220814319027802,61.842895750930587,69.066467944400017,112.4416286380556,123.68579150186117,{"$f":"Input!$F$21*C91","v":13.813293588880004},{"$f":"Input!$F$21*D91","v":22.493195170811553},24.742514687892712,null,81000,23.591378298419446]
[null,82,1.3883292795185905E-4,2.2493195170811555E-4,6.9416463975929519,11.244162863805562,12.368579150186118,34.708231987964759,56.220814319027802,61.842895750930587,69.416463975929517,112.4416286380556,123.68579150186117,{"$f":"Input!$F$21*C92","v":13.883292795185904},{"$f":"Input!$F$21*D92","v":22.493195170811553},24.742514687892712,null,82000,23.88262988235055]
[null,83,1.3393298351044606E-4,2.2493195170811555E-4,6.6966491755223032,11.244162863805562,12.368579150186118,33.483245877611516,56.220814319027802,61.842895750930587,66.966491755223032,112.4416286380556,123.68579150186117,{"$f":"Input!$F$21*C93","v":13.393298351044606},{"$f":"Input!$F$21*D93","v":22.493195170811553},24.742514687892712,null,83000,24.173881466281653]
[null,84,1.304330231951511E-4,2.2423195964505656E-4,6.521651159757555,11.20917083754768,12.330087921302448,32.608255798787773,56.045854187738399,61.650439606512244,65.216511597575547,112.0917083754768,123.30087921302449,{"$f":"Input!$F$21*C94","v":13.04330231951511},{"$f":"Input!$F$21*D94","v":22.423195964505656},24.665515560956223,null,84000,24.465133050212756]
[null,85,1.2903303906903311E-4,2.2423195964505656E-4,6.4516519534516554,11.20917083754768,12.330087921302448,32.258259767258274,56.045854187738399,61.650439606512244,64.516519534516547,112.0917083754768,123.30087921302449,{"$f":"Input!$F$21*C95","v":12.903303906903311},{"$f":"Input!$F$21*D95","v":22.423195964505656},24.665515560956223,null,85000,24.75638463414386]
[null,86,1.2903303906903311E-4,2.2423195964505656E-4,6.4516519534516554,11.20917083754768,12.330087921302448,32.258259767258274,56.045854187738399,61.650439606512244,64.516519534516547,112.0917083754768,123.30087921302449,{"$f":"Input!$F$21*C96","v":12.903303906903311},{"$f":"Input!$F$21*D96","v":22.423195964505656},24.665515560956223,null,86000,25.047636218074963]
[null,87,1.2973303113209209E-4,2.2423195964505656E-4,6.4866515566046044,11.20917083754768,12.330087921302448,32.433257783023024,56.045854187738399,61.650439606512244,64.866515566046047,112.0917083754768,123.30087921302449,{"$f":"Input!$F$21*C97","v":12.973303113209209},{"$f":"Input!$F$21*D97","v":22.423195964505656},24.665515560956223,null,87000,25.338887802006067]
[null,88,1.304330231951511E-4,2.2423195964505656E-4,6.521651159757555,11.20917083754768,12.330087921302448,32.608255798787773,56.045854187738399,61.650439606512244,65.216511597575547,112.0917083754768,123.30087921302449,{"$f":"Input!$F$21*C98","v":13.04330231951511},{"$f":"Input!$F$21*D98","v":22.423195964505656},24.665515560956223,null,88000,25.63013938593717]
[null,89,1.3183300732126906E-4,2.2353196758199755E-4,6.5916503660634529,11.174178811289801,12.291596692418782,32.958251830317266,55.870894056449004,61.457983462093907,65.916503660634532,111.74178811289801,122.91596692418781,{"$f":"Input!$F$21*C99","v":13.183300732126906},{"$f":"Input!$F$21*D99","v":22.353196758199754},24.588516434019731,null,89000,25.921390969868273]
[null,90,1.3183300732126906E-4,2.2353196758199755E-4,6.5916503660634529,11.174178811289801,12.291596692418782,32.958251830317266,55.870894056449004,61.457983462093907,65.916503660634532,111.74178811289801,122.91596692418781,{"$f":"Input!$F$21*C100","v":13.183300732126906},{"$f":"Input!$F$21*D100","v":22.353196758199754},24.588516434019731,null,90000,26.212642553799377]
[null,91,1.325329993843281E-4,2.2353196758199755E-4,6.6266499692164045,11.174178811289801,12.291596692418782,33.133249846082023,55.870894056449004,61.457983462093907,66.266499692164047,111.74178811289801,122.91596692418781,{"$f":"Input!$F$21*C101","v":13.253299938432809},{"$f":"Input!$F$21*D101","v":22.353196758199754},24.588516434019731,null,91000,26.50389413773048]
[null,92,1.3323299144738705E-4,2.2353196758199755E-4,6.6616495723693525,11.174178811289801,12.291596692418782,33.308247861846766,55.870894056449004,61.457983462093907,66.616495723693532,111.74178811289801,122.91596692418781,{"$f":"Input!$F$21*C102","v":13.323299144738705},{"$f":"Input!$F$21*D102","v":22.353196758199754},24.588516434019731,null,92000,26.795145721661584]
[null,93,1.3393298351044606E-4,2.2353196758199755E-4,6.6966491755223032,11.174178811289801,12.291596692418782,33.483245877611516,55.870894056449004,61.457983462093907,66.966491755223032,111.74178811289801,122.91596692418781,{"$f":"Input!$F$21*C103","v":13.393298351044606},{"$f":"Input!$F$21*D103","v":22.353196758199754},24.588516434019731,null,93000,27.086397305592687]
[null,94,1.3393298351044606E-4,2.228319755189386E-4,6.6966491755223032,11.139186785031921,12.253105463535114,33.483245877611516,55.695933925159608,61.26552731767557,66.966491755223032,111.39186785031922,122.53105463535114,{"$f":"Input!$F$21*C104","v":13.393298351044606},{"$f":"Input!$F$21*D104","v":22.28319755189386},24.511517307083249,null,94000,27.37764888952379]
[null,95,1.3393298351044606E-4,2.228319755189386E-4,6.6966491755223032,11.139186785031921,12.253105463535114,33.483245877611516,55.695933925159608,61.26552731767557,66.966491755223032,111.39186785031922,122.53105463535114,{"$f":"Input!$F$21*C105","v":13.393298351044606},{"$f":"Input!$F$21*D105","v":22.28319755189386},24.511517307083249,null,95000,27.668900473454894]
[null,96,1.3393298351044606E-4,2.2213198345587956E-4,6.6966491755223032,11.104194758774041,12.214614234651446,33.483245877611516,55.520973793870205,61.073071173257233,66.966491755223032,111.04194758774041,122.14614234651447,{"$f":"Input!$F$21*C106","v":13.393298351044606},{"$f":"Input!$F$21*D106","v":22.213198345587955},24.434518180146753,null,96000,27.960152057385997]
[null,97,1.3463297557350504E-4,2.2213198345587956E-4,6.7316487786752521,11.104194758774041,12.214614234651446,33.658243893376259,55.520973793870205,61.073071173257233,67.316487786752518,111.04194758774041,122.14614234651447,{"$f":"Input!$F$21*C107","v":13.463297557350504},{"$f":"Input!$F$21*D107","v":22.213198345587955},24.434518180146753,null,97000,28.251403641317101]
[null,98,1.3603295969962304E-4,2.2213198345587956E-4,6.8016479849811518,11.104194758774041,12.214614234651446,34.008239924905759,55.520973793870205,61.073071173257233,68.016479849811518,111.04194758774041,122.14614234651447,{"$f":"Input!$F$21*C108","v":13.603295969962304},{"$f":"Input!$F$21*D108","v":22.213198345587955},24.434518180146753,null,98000,28.542655225248208]
[null,99,1.3743294382574105E-4,2.2213198345587956E-4,6.8716471912870523,11.104194758774041,12.214614234651446,34.358235956435266,55.520973793870205,61.073071173257233,68.716471912870531,111.04194758774041,122.14614234651447,{"$f":"Input!$F$21*C109","v":13.743294382574105},{"$f":"Input!$F$21*D109","v":22.213198345587955},24.434518180146753,null,99000,28.833906809179311]
[null,100,1.3743294382574105E-4,2.2143199139282061E-4,6.8716471912870523,11.069202732516162,12.17612300576778,34.358235956435266,55.346013662580809,60.880615028838896,68.716471912870531,110.69202732516162,121.76123005767779,{"$f":"Input!$F$21*C110","v":13.743294382574105},{"$f":"Input!$F$21*D110","v":22.143199139282061},24.357519053210268,null,100000,29.125158393110414]
[null,101,1.3883292795185905E-4,2.207319993297616E-4,6.9416463975929519,11.03421070625828,12.13763177688411,34.708231987964759,55.171053531291406,60.688158884420552,69.416463975929517,110.34210706258281,121.3763177688411,{"$f":"Input!$F$21*C111","v":13.883292795185904},{"$f":"Input!$F$21*D111","v":22.073199932976159},24.280519926273776,null,101000,29.416409977041518]
[null,102,1.4023291207797704E-4,2.207319993297616E-4,7.0116456038988515,11.03421070625828,12.13763177688411,35.058228019494258,55.171053531291406,60.688158884420552,70.116456038988517,110.34210706258281,121.3763177688411,{"$f":"Input!$F$21*C112","v":14.023291207797703},{"$f":"Input!$F$21*D112","v":22.073199932976159},24.280519926273776,null,102000,29.707661560972621]
[null,103,1.4303288033021302E-4,2.2003200726670259E-4,7.1516440165106507,10.999218680000398,12.099140548000438,35.758220082553258,54.996093400001996,60.495702740002201,71.516440165106516,109.99218680000399,120.9914054800044,{"$f":"Input!$F$21*C113","v":14.303288033021301},{"$f":"Input!$F$21*D113","v":22.003200726670258},24.203520799337287,null,103000,29.998913144903725]
[null,104,1.4373287239327203E-4,2.2003200726670259E-4,7.1866436196636014,10.999218680000398,12.099140548000438,35.933218098318008,54.996093400001996,60.495702740002201,71.866436196636016,109.99218680000399,120.9914054800044,{"$f":"Input!$F$21*C114","v":14.373287239327203},{"$f":"Input!$F$21*D114","v":22.003200726670258},24.203520799337287,null,104000,30.290164728834828]
[null,105,1.4513285651938999E-4,2.1933201520364361E-4,7.2566428259694993,10.964226653742521,12.060649319116775,36.283214129847501,54.8211332687126,60.303246595583865,72.566428259695002,109.6422665374252,120.60649319116773,{"$f":"Input!$F$21*C115","v":14.513285651938999},{"$f":"Input!$F$21*D115","v":21.93320152036436},24.126521672400798,null,105000,30.581416312765931]
[null,106,1.4513285651938999E-4,2.1933201520364361E-4,7.2566428259694993,10.964226653742521,12.060649319116775,36.283214129847501,54.8211332687126,60.303246595583865,72.566428259695002,109.6422665374252,120.60649319116773,{"$f":"Input!$F$21*C116","v":14.513285651938999},{"$f":"Input!$F$21*D116","v":21.93320152036436},24.126521672400798,null,106000,30.872667896697035]
[null,107,1.4443286445633098E-4,2.1933201520364361E-4,7.2216432228165495,10.964226653742521,12.060649319116775,36.108216114082744,54.8211332687126,60.303246595583865,72.216432228165488,109.6422665374252,120.60649319116773,{"$f":"Input!$F$21*C117","v":14.443286445633099},{"$f":"Input!$F$21*D117","v":21.93320152036436},24.126521672400798,null,107000,31.163919480628138]
[null,108,1.4233288826715404E-4,2.1933201520364361E-4,7.1166444133577018,10.964226653742521,12.060649319116775,35.583222066788508,54.8211332687126,60.303246595583865,71.166444133577016,109.6422665374252,120.60649319116773,{"$f":"Input!$F$21*C118","v":14.233288826715404},{"$f":"Input!$F$21*D118","v":21.93320152036436},24.126521672400798,null,108000,31.455171064559242]
[null,109,1.4093290414103602E-4,2.1933201520364361E-4,7.0466452070518013,10.964226653742521,12.060649319116775,35.233226035259001,54.8211332687126,60.303246595583865,70.466452070518002,109.6422665374252,120.60649319116773,{"$f":"Input!$F$21*C119","v":14.093290414103603},{"$f":"Input!$F$21*D119","v":21.93320152036436},24.126521672400798,null,109000,31.746422648490345]
[null,110,1.3813293588880004E-4,2.1933201520364361E-4,6.9066467944400021,10.964226653742521,12.060649319116775,34.533233972200009,54.8211332687126,60.303246595583865,69.066467944400017,109.6422665374252,120.60649319116773,{"$f":"Input!$F$21*C120","v":13.813293588880004},{"$f":"Input!$F$21*D120","v":21.93320152036436},24.126521672400798,null,110000,32.037674232421445]
[null,111,1.3813293588880004E-4,2.1933201520364361E-4,6.9066467944400021,10.964226653742521,12.060649319116775,34.533233972200009,54.8211332687126,60.303246595583865,69.066467944400017,109.6422665374252,120.60649319116773,{"$f":"Input!$F$21*C121","v":13.813293588880004},{"$f":"Input!$F$21*D121","v":21.93320152036436},24.126521672400798,null,111000,32.328925816352552]
[null,112,1.3953292001491803E-4,2.1933201520364361E-4,6.9766460007459017,10.964226653742521,12.060649319116775,34.883230003729508,54.8211332687126,60.303246595583865,69.766460007459017,109.6422665374252,120.60649319116773,{"$f":"Input!$F$21*C122","v":13.953292001491803},{"$f":"Input!$F$21*D122","v":21.93320152036436},24.126521672400798,null,112000,32.620177400283652]
[null,113,1.4303288033021302E-4,2.1933201520364361E-4,7.1516440165106507,10.964226653742521,12.060649319116775,35.758220082553258,54.8211332687126,60.303246595583865,71.516440165106516,109.6422665374252,120.60649319116773,{"$f":"Input!$F$21*C123","v":14.303288033021301},{"$f":"Input!$F$21*D123","v":21.93320152036436},24.126521672400798,null,113000,32.911428984214758]
[null,114,1.4793282477162597E-4,2.186320231405846E-4,7.3966412385812985,10.929234627484639,12.022158090233104,36.983206192906493,54.646173137423197,60.110790451165521,73.966412385812987,109.29234627484639,120.22158090233104,{"$f":"Input!$F$21*C124","v":14.793282477162597},{"$f":"Input!$F$21*D124","v":21.863202314058459},24.049522545464306,null,114000,33.202680568145858]
[null,115,1.5073279302386196E-4,2.186320231405846E-4,7.5366396511930978,10.929234627484639,12.022158090233104,37.683198255965486,54.646173137423197,60.110790451165521,75.366396511930972,109.29234627484639,120.22158090233104,{"$f":"Input!$F$21*C125","v":15.073279302386196},{"$f":"Input!$F$21*D125","v":21.863202314058459},24.049522545464306,null,115000,33.493932152076965]
[null,116,1.5633272952833395E-4,2.186320231405846E-4,7.8166364764166971,10.929234627484639,12.022158090233104,39.083182382083486,54.646173137423197,60.110790451165521,78.166364764166971,109.29234627484639,120.22158090233104,{"$f":"Input!$F$21*C126","v":15.633272952833394},{"$f":"Input!$F$21*D126","v":21.863202314058459},24.049522545464306,null,116000,33.785183736008065]
[null,117,1.6333265015892391E-4,2.1793203107752562E-4,8.1666325079461952,10.894242601226761,11.983666861349437,40.833162539730978,54.471213006133802,59.918334306747184,81.666325079461956,108.9424260122676,119.83666861349437,{"$f":"Input!$F$21*C127","v":16.33326501589239},{"$f":"Input!$F$21*D127","v":21.793203107752561},23.972523418527818,null,117000,34.076435319939172]
[null,118,1.647326342850419E-4,2.1793203107752562E-4,8.2366317142520948,10.894242601226761,11.983666861349437,41.183158571260471,54.471213006133802,59.918334306747184,82.366317142520941,108.9424260122676,119.83666861349437,{"$f":"Input!$F$21*C128","v":16.47326342850419},{"$f":"Input!$F$21*D128","v":21.793203107752561},23.972523418527818,null,118000,34.367686903870272]
[null,119,1.647326342850419E-4,2.1793203107752562E-4,8.2366317142520948,10.894242601226761,11.983666861349437,41.183158571260471,54.471213006133802,59.918334306747184,82.366317142520941,108.9424260122676,119.83666861349437,{"$f":"Input!$F$21*C129","v":16.47326342850419},{"$f":"Input!$F$21*D129","v":21.793203107752561},23.972523418527818,null,119000,34.658938487801379]
[null,120,1.6613261841115989E-4,2.1793203107752562E-4,8.3066309205579945,10.894242601226761,11.983666861349437,41.533154602789971,54.471213006133802,59.918334306747184,83.066309205579941,108.9424260122676,119.83666861349437,{"$f":"Input!$F$21*C130","v":16.613261841115989},{"$f":"Input!$F$21*D130","v":21.793203107752561},23.972523418527818,null,120000,34.950190071732479]
[null,121,1.668326104742189E-4,2.1793203107752562E-4,8.3416305237109452,10.894242601226761,11.983666861349437,41.708152618554728,54.471213006133802,59.918334306747184,83.416305237109455,108.9424260122676,119.83666861349437,{"$f":"Input!$F$21*C131","v":16.68326104742189},{"$f":"Input!$F$21*D131","v":21.793203107752561},23.972523418527818,null,121000,35.241441655663586]
[null,122,1.6963257872645488E-4,2.1723203901446661E-4,8.4816289363227444,10.859250574968879,11.945175632465768,42.40814468161372,54.296252874844399,59.72587816232884,84.81628936322744,108.5925057496888,119.45175632465768,{"$f":"Input!$F$21*C132","v":16.963257872645489},{"$f":"Input!$F$21*D132","v":21.723203901446659},23.895524291591329,null,122000,35.532693239594686]
[null,123,1.668326104742189E-4,2.1723203901446661E-4,8.3416305237109452,10.859250574968879,11.945175632465768,41.708152618554728,54.296252874844399,59.72587816232884,83.416305237109455,108.5925057496888,119.45175632465768,{"$f":"Input!$F$21*C133","v":16.68326104742189},{"$f":"Input!$F$21*D133","v":21.723203901446659},23.895524291591329,null,123000,35.823944823525792]
[null,124,1.5843270571751092E-4,2.1723203901446661E-4,7.9216352858755466,10.859250574968879,11.945175632465768,39.608176429377728,54.296252874844399,59.72587816232884,79.216352858755457,108.5925057496888,119.45175632465768,{"$f":"Input!$F$21*C134","v":15.843270571751093},{"$f":"Input!$F$21*D134","v":21.723203901446659},23.895524291591329,null,124000,36.115196407456892]
[null,125,1.5493274540221596E-4,2.1723203901446661E-4,7.7466372701107975,10.859250574968879,11.945175632465768,38.733186350553993,54.296252874844399,59.72587816232884,77.466372701107986,108.5925057496888,119.45175632465768,{"$f":"Input!$F$21*C135","v":15.493274540221595},{"$f":"Input!$F$21*D135","v":21.723203901446659},23.895524291591329,null,125000,36.406447991387999]
[null,126,1.5563273746527491E-4,2.1723203901446661E-4,7.7816368732637455,10.859250574968879,11.945175632465768,38.908184366318729,54.296252874844399,59.72587816232884,77.816368732637457,108.5925057496888,119.45175632465768,{"$f":"Input!$F$21*C136","v":15.563273746527491},{"$f":"Input!$F$21*D136","v":21.723203901446659},23.895524291591329,null,126000,36.697699575319099]
[null,127,1.5283276921303896E-4,2.165320469514076E-4,7.6416384606519481,10.824258548710999,11.9066844035821,38.208192303259736,54.121292743554996,59.533422017910503,76.416384606519472,108.24258548710999,119.06684403582101,{"$f":"Input!$F$21*C137","v":15.283276921303896},{"$f":"Input!$F$21*D137","v":21.653204695140762},23.81852516465484,null,127000,36.988951159250206]
[null,128,1.4933280889774397E-4,2.165320469514076E-4,7.4666404448871981,10.824258548710999,11.9066844035821,37.333202224435993,54.121292743554996,59.533422017910503,74.666404448871987,108.24258548710999,119.06684403582101,{"$f":"Input!$F$21*C138","v":14.933280889774396},{"$f":"Input!$F$21*D138","v":21.653204695140762},23.81852516465484,null,128000,37.280202743181306]
[null,129,1.4653284064550798E-4,2.165320469514076E-4,{"$f":"$E$9*C139","v":7.3266420322753989},10.824258548710999,{"$f":"F139*1.1","v":11.9066844035821},{"$f":"$H$9*C139","v":36.633210161376994},54.121292743554996,{"$f":"I139*1.1","v":59.533422017910503},{"$f":"$K$9*C139","v":73.266420322753987},108.24258548710999,{"$f":"L139*1.1","v":119.06684403582101},{"$f":"Input!$F$21*C139","v":14.653284064550798},{"$f":"Input!$F$21*D139","v":21.653204695140762},23.81852516465484,null,129000,{"$f":"$V$15*R139+$V$16","v":37.571454327112413}]
[null,130,1.4373287239327203E-4,2.165320469514076E-4,7.1866436196636014,10.824258548710999,11.9066844035821,35.933218098318008,54.121292743554996,59.533422017910503,71.866436196636016,108.24258548710999,119.06684403582101,{"$f":"Input!$F$21*C140","v":14.373287239327203},{"$f":"Input!$F$21*D140","v":21.653204695140762},{"$f":"O140*1.1","v":23.81852516465484},null,130000,37.862705911043513]
[null,131,1.4093290414103602E-4,2.165320469514076E-4,7.0466452070518013,10.824258548710999,11.9066844035821,35.233226035259001,54.121292743554996,59.533422017910503,70.466452070518002,108.24258548710999,119.06684403582101,{"$f":"Input!$F$21*C141","v":14.093290414103603},{"$f":"Input!$F$21*D141","v":21.653204695140762},23.81852516465484,null,131000,38.15395749497462]
[null,132,1.3743294382574105E-4,2.165320469514076E-4,6.8716471912870523,10.824258548710999,11.9066844035821,34.358235956435266,54.121292743554996,59.533422017910503,68.716471912870531,108.24258548710999,119.06684403582101,{"$f":"Input!$F$21*C142","v":13.743294382574105},{"$f":"Input!$F$21*D142","v":21.653204695140762},23.81852516465484,null,132000,38.445209078905719]
[null,133,1.3463297557350504E-4,2.165320469514076E-4,6.7316487786752521,10.824258548710999,11.9066844035821,33.658243893376259,54.121292743554996,59.533422017910503,67.316487786752518,108.24258548710999,119.06684403582101,{"$f":"Input!$F$21*C143","v":13.463297557350504},{"$f":"Input!$F$21*D143","v":21.653204695140762},23.81852516465484,null,133000,38.736460662836826]
[null,134,1.3673295176268204E-4,2.165320469514076E-4,6.8366475881341024,10.824258548710999,11.9066844035821,34.183237940670509,54.121292743554996,59.533422017910503,68.366475881341017,108.24258548710999,119.06684403582101,{"$f":"Input!$F$21*C144","v":13.673295176268205},{"$f":"Input!$F$21*D144","v":21.653204695140762},23.81852516465484,null,134000,39.027712246767926]
[null,135,1.4023291207797704E-4,2.1583205488834862E-4,7.0116456038988515,10.789266522453119,11.868193174698431,35.058228019494258,53.946332612265593,59.340965873492159,70.116456038988517,107.89266522453119,118.68193174698432,{"$f":"Input!$F$21*C145","v":14.023291207797703},{"$f":"Input!$F$21*D145","v":21.58320548883486},23.741526037718348,null,135000,39.318963830699033]
[null,136,1.3743294382574105E-4,2.1583205488834862E-4,6.8716471912870523,10.789266522453119,11.868193174698431,34.358235956435266,53.946332612265593,59.340965873492159,68.716471912870531,107.89266522453119,118.68193174698432,{"$f":"Input!$F$21*C146","v":13.743294382574105},{"$f":"Input!$F$21*D146","v":21.58320548883486},23.741526037718348,null,136000,39.610215414630133]
[null,137,1.2973303113209209E-4,2.1583205488834862E-4,6.4866515566046044,10.789266522453119,11.868193174698431,32.433257783023024,53.946332612265593,59.340965873492159,64.866515566046047,107.89266522453119,118.68193174698432,{"$f":"Input!$F$21*C147","v":12.973303113209209},{"$f":"Input!$F$21*D147","v":21.58320548883486},23.741526037718348,null,137000,39.90146699856124]
[null,138,1.2553307875373812E-4,2.1583205488834862E-4,6.2766539376869055,10.789266522453119,11.868193174698431,31.383269688434527,53.946332612265593,59.340965873492159,62.766539376869055,107.89266522453119,118.68193174698432,{"$f":"Input!$F$21*C148","v":12.553307875373811},{"$f":"Input!$F$21*D148","v":21.58320548883486},23.741526037718348,null,138000,40.19271858249234]
[null,139,1.2063313431232515E-4,2.1583205488834862E-4,6.0316567156162577,10.789266522453119,11.868193174698431,30.158283578081285,53.946332612265593,59.340965873492159,60.31656715616257,107.89266522453119,118.68193174698432,{"$f":"Input!$F$21*C149","v":12.063313431232515},{"$f":"Input!$F$21*D149","v":21.58320548883486},23.741526037718348,null,139000,40.483970166423447]
[null,140,1.2133312637538414E-4,2.1583205488834862E-4,6.0666563187692066,10.789266522453119,11.868193174698431,30.333281593846035,53.946332612265593,59.340965873492159,60.66656318769207,107.89266522453119,118.68193174698432,{"$f":"Input!$F$21*C150","v":12.133312637538413},{"$f":"Input!$F$21*D150","v":21.58320548883486},23.741526037718348,null,140000,40.775221750354547]
[null,141,1.2203311843844312E-4,2.1583205488834862E-4,6.1016559219221564,10.789266522453119,11.868193174698431,30.508279609610781,53.946332612265593,59.340965873492159,61.016559219221563,107.89266522453119,118.68193174698432,{"$f":"Input!$F$21*C151","v":12.203311843844313},{"$f":"Input!$F$21*D151","v":21.58320548883486},23.741526037718348,null,141000,41.066473334285654]
[null,142,1.2343310256456111E-4,2.1513206282528961E-4,6.1716551282280561,10.754274496195238,11.829701945814763,30.858275641140278,53.771372480976197,59.148509729073822,61.716551282280555,107.54274496195239,118.29701945814764,{"$f":"Input!$F$21*C152","v":12.343310256456112},{"$f":"Input!$F$21*D152","v":21.513206282528962},23.664526910781859,null,142000,41.357724918216753]
[null,143,1.241330946276201E-4,2.1513206282528961E-4,6.206654731381005,10.754274496195238,11.829701945814763,31.033273656905024,53.771372480976197,59.148509729073822,62.066547313810048,107.54274496195239,118.29701945814764,{"$f":"Input!$F$21*C153","v":12.41330946276201},{"$f":"Input!$F$21*D153","v":21.513206282528962},23.664526910781859,null,143000,41.64897650214786]
[null,144,1.2483308669067911E-4,2.1513206282528961E-4,6.2416543345339557,10.754274496195238,11.829701945814763,31.208271672669778,53.771372480976197,59.148509729073822,62.416543345339555,107.54274496195239,118.29701945814764,{"$f":"Input!$F$21*C154","v":12.483308669067911},{"$f":"Input!$F$21*D154","v":21.513206282528962},23.664526910781859,null,144000,41.94022808607896]
[null,145,1.2693306287985611E-4,2.1513206282528961E-4,6.3466531439928051,10.754274496195238,11.829701945814763,31.733265719964027,53.771372480976197,59.148509729073822,63.466531439928055,107.54274496195239,118.29701945814764,{"$f":"Input!$F$21*C155","v":12.69330628798561},{"$f":"Input!$F$21*D155","v":21.513206282528962},23.664526910781859,null,145000,42.231479670010067]
[null,146,1.2903303906903311E-4,2.1513206282528961E-4,6.4516519534516554,10.754274496195238,11.829701945814763,32.258259767258274,53.771372480976197,59.148509729073822,64.516519534516547,107.54274496195239,118.29701945814764,{"$f":"Input!$F$21*C156","v":12.903303906903311},{"$f":"Input!$F$21*D156","v":21.513206282528962},23.664526910781859,null,146000,42.522731253941167]
[null,147,1.304330231951511E-4,2.1513206282528961E-4,6.521651159757555,10.754274496195238,11.829701945814763,32.608255798787773,53.771372480976197,59.148509729073822,65.216511597575547,107.54274496195239,118.29701945814764,{"$f":"Input!$F$21*C157","v":13.04330231951511},{"$f":"Input!$F$21*D157","v":21.513206282528962},23.664526910781859,null,147000,42.813982837872274]
[null,148,1.2903303906903311E-4,2.1513206282528961E-4,6.4516519534516554,10.754274496195238,11.829701945814763,32.258259767258274,53.771372480976197,59.148509729073822,64.516519534516547,107.54274496195239,118.29701945814764,{"$f":"Input!$F$21*C158","v":12.903303906903311},{"$f":"Input!$F$21*D158","v":21.513206282528962},23.664526910781859,null,148000,43.105234421803374]
[null,149,1.304330231951511E-4,2.1443207076223063E-4,6.521651159757555,10.71928246993736,11.791210716931097,32.608255798787773,53.596412349686801,58.956053584655486,65.216511597575547,107.1928246993736,117.91210716931097,{"$f":"Input!$F$21*C159","v":13.04330231951511},{"$f":"Input!$F$21*D159","v":21.443207076223061},23.587527783845371,null,149000,43.396486005734481]
[null,150,1.3113301525821005E-4,2.1443207076223063E-4,6.5566507629105031,10.71928246993736,11.791210716931097,32.783253814552516,53.596412349686801,58.956053584655486,65.566507629105033,107.1928246993736,117.91210716931097,{"$f":"Input!$F$21*C160","v":13.113301525821006},{"$f":"Input!$F$21*D160","v":21.443207076223061},23.587527783845371,null,150000,43.687737589665581]
[null,151,1.3323299144738705E-4,2.1443207076223063E-4,6.6616495723693525,10.71928246993736,11.791210716931097,33.308247861846766,53.596412349686801,58.956053584655486,66.616495723693532,107.1928246993736,117.91210716931097,{"$f":"Input!$F$21*C161","v":13.323299144738705},{"$f":"Input!$F$21*D161","v":21.443207076223061},23.587527783845371,null,151000,43.978989173596688]
[null,152,1.3393298351044606E-4,2.1373207869917162E-4,6.6966491755223032,10.68429044367948,11.752719488047429,33.483245877611516,53.421452218397398,58.763597440237142,66.966491755223032,106.8429044367948,117.52719488047428,{"$f":"Input!$F$21*C162","v":13.393298351044606},{"$f":"Input!$F$21*D162","v":21.373207869917163},23.510528656908882,null,152000,44.270240757527787]
[null,153,1.3393298351044606E-4,2.1373207869917162E-4,6.6966491755223032,10.68429044367948,11.752719488047429,33.483245877611516,53.421452218397398,58.763597440237142,66.966491755223032,106.8429044367948,117.52719488047428,{"$f":"Input!$F$21*C163","v":13.393298351044606},{"$f":"Input!$F$21*D163","v":21.373207869917163},23.510528656908882,null,153000,44.561492341458894]
[null,154,1.3113301525821005E-4,2.1373207869917162E-4,6.5566507629105031,10.68429044367948,11.752719488047429,32.783253814552516,53.421452218397398,58.763597440237142,65.566507629105033,106.8429044367948,117.52719488047428,{"$f":"Input!$F$21*C164","v":13.113301525821006},{"$f":"Input!$F$21*D164","v":21.373207869917163},23.510528656908882,null,154000,44.852743925389994]
[null,155,1.2903303906903311E-4,2.1373207869917162E-4,6.4516519534516554,10.68429044367948,11.752719488047429,32.258259767258274,53.421452218397398,58.763597440237142,64.516519534516547,106.8429044367948,117.52719488047428,{"$f":"Input!$F$21*C165","v":12.903303906903311},{"$f":"Input!$F$21*D165","v":21.373207869917163},23.510528656908882,null,155000,45.143995509321101]
[null,156,1.304330231951511E-4,2.1373207869917162E-4,6.521651159757555,10.68429044367948,11.752719488047429,32.608255798787773,53.421452218397398,58.763597440237142,65.216511597575547,106.8429044367948,117.52719488047428,{"$f":"Input!$F$21*C166","v":13.04330231951511},{"$f":"Input!$F$21*D166","v":21.373207869917163},23.510528656908882,null,156000,45.435247093252201]
[null,157,1.325329993843281E-4,2.1303208663611261E-4,6.6266499692164045,10.649298417421598,11.714228259163759,33.133249846082023,53.246492087107988,58.571141295818791,66.266499692164047,106.49298417421598,117.14228259163758,{"$f":"Input!$F$21*C167","v":13.253299938432809},{"$f":"Input!$F$21*D167","v":21.303208663611262},23.43352952997239,null,157000,45.726498677183308]
[null,158,1.325329993843281E-4,2.1303208663611261E-4,6.6266499692164045,10.649298417421598,11.714228259163759,33.133249846082023,53.246492087107988,58.571141295818791,66.266499692164047,106.49298417421598,117.14228259163758,{"$f":"Input!$F$21*C168","v":13.253299938432809},{"$f":"Input!$F$21*D168","v":21.303208663611262},23.43352952997239,null,158000,46.017750261114408]
[null,159,1.325329993843281E-4,2.1303208663611261E-4,6.6266499692164045,10.649298417421598,11.714228259163759,33.133249846082023,53.246492087107988,58.571141295818791,66.266499692164047,106.49298417421598,117.14228259163758,{"$f":"Input!$F$21*C169","v":13.253299938432809},{"$f":"Input!$F$21*D169","v":21.303208663611262},23.43352952997239,null,159000,46.309001845045515]
[null,160,1.3323299144738705E-4,2.1303208663611261E-4,6.6616495723693525,10.649298417421598,11.714228259163759,33.308247861846766,53.246492087107988,58.571141295818791,66.616495723693532,106.49298417421598,117.14228259163758,{"$f":"Input!$F$21*C170","v":13.323299144738705},{"$f":"Input!$F$21*D170","v":21.303208663611262},23.43352952997239,null,160000,46.600253428976615]
[null,161,1.3183300732126906E-4,2.1303208663611261E-4,6.5916503660634529,10.649298417421598,11.714228259163759,32.958251830317266,53.246492087107988,58.571141295818791,65.916503660634532,106.49298417421598,117.14228259163758,{"$f":"Input!$F$21*C171","v":13.183300732126906},{"$f":"Input!$F$21*D171","v":21.303208663611262},23.43352952997239,null,161000,46.891505012907722]
[null,162,1.304330231951511E-4,2.1303208663611261E-4,6.521651159757555,10.649298417421598,11.714228259163759,32.608255798787773,53.246492087107988,58.571141295818791,65.216511597575547,106.49298417421598,117.14228259163758,{"$f":"Input!$F$21*C172","v":13.04330231951511},{"$f":"Input!$F$21*D172","v":21.303208663611262},23.43352952997239,null,162000,47.182756596838821]
[null,163,1.2973303113209209E-4,2.1233209457305362E-4,6.4866515566046044,10.614306391163719,11.675737030280093,32.433257783023024,53.071531955818593,58.378685151400454,64.866515566046047,106.14306391163719,116.75737030280091,{"$f":"Input!$F$21*C173","v":12.973303113209209},{"$f":"Input!$F$21*D173","v":21.233209457305364},23.356530403035901,null,163000,47.474008180769928]
[null,164,1.304330231951511E-4,2.1233209457305362E-4,6.521651159757555,10.614306391163719,11.675737030280093,32.608255798787773,53.071531955818593,58.378685151400454,65.216511597575547,106.14306391163719,116.75737030280091,{"$f":"Input!$F$21*C174","v":13.04330231951511},{"$f":"Input!$F$21*D174","v":21.233209457305364},23.356530403035901,null,164000,47.765259764701028]
[null,165,1.3323299144738705E-4,2.1233209457305362E-4,6.6616495723693525,10.614306391163719,11.675737030280093,33.308247861846766,53.071531955818593,58.378685151400454,66.616495723693532,106.14306391163719,116.75737030280091,{"$f":"Input!$F$21*C175","v":13.323299144738705},{"$f":"Input!$F$21*D175","v":21.233209457305364},23.356530403035901,null,165000,48.056511348632135]
[null,166,1.3533296763656405E-4,2.1233209457305362E-4,6.7666483818282028,10.614306391163719,11.675737030280093,33.833241909141016,53.071531955818593,58.378685151400454,67.666483818282032,106.14306391163719,116.75737030280091,{"$f":"Input!$F$21*C176","v":13.533296763656406},{"$f":"Input!$F$21*D176","v":21.233209457305364},23.356530403035901,null,166000,48.347762932563235]
[null,167,1.3673295176268204E-4,2.1233209457305362E-4,6.8366475881341024,10.614306391163719,11.675737030280093,34.183237940670509,53.071531955818593,58.378685151400454,68.366475881341017,106.14306391163719,116.75737030280091,{"$f":"Input!$F$21*C177","v":13.673295176268205},{"$f":"Input!$F$21*D177","v":21.233209457305364},23.356530403035901,null,167000,48.639014516494342]
[null,168,1.3743294382574105E-4,2.1233209457305362E-4,6.8716471912870523,10.614306391163719,11.675737030280093,34.358235956435266,53.071531955818593,58.378685151400454,68.716471912870531,106.14306391163719,116.75737030280091,{"$f":"Input!$F$21*C178","v":13.743294382574105},{"$f":"Input!$F$21*D178","v":21.233209457305364},23.356530403035901,null,168000,48.930266100425442]
[null,169,1.3673295176268204E-4,2.1233209457305362E-4,6.8366475881341024,10.614306391163719,11.675737030280093,34.183237940670509,53.071531955818593,58.378685151400454,68.366475881341017,106.14306391163719,116.75737030280091,{"$f":"Input!$F$21*C179","v":13.673295176268205},{"$f":"Input!$F$21*D179","v":21.233209457305364},23.356530403035901,null,169000,49.221517684356549]
[null,170,1.3603295969962304E-4,2.1233209457305362E-4,6.8016479849811518,10.614306391163719,11.675737030280093,34.008239924905759,53.071531955818593,58.378685151400454,68.016479849811518,106.14306391163719,116.75737030280091,{"$f":"Input!$F$21*C180","v":13.603295969962304},{"$f":"Input!$F$21*D180","v":21.233209457305364},23.356530403035901,null,170000,49.512769268287649]
[null,171,1.3463297557350504E-4,2.1233209457305362E-4,6.7316487786752521,10.614306391163719,11.675737030280093,33.658243893376259,53.071531955818593,58.378685151400454,67.316487786752518,106.14306391163719,116.75737030280091,{"$f":"Input!$F$21*C181","v":13.463297557350504},{"$f":"Input!$F$21*D181","v":21.233209457305364},23.356530403035901,null,171000,49.804020852218756]
[null,172,1.3323299144738705E-4,2.1163210250999462E-4,6.6616495723693525,10.579314364905839,11.637245801396423,33.308247861846766,52.89657182452919,58.18622900698211,66.616495723693532,105.79314364905838,116.37245801396422,{"$f":"Input!$F$21*C182","v":13.323299144738705},{"$f":"Input!$F$21*D182","v":21.163210250999462},23.279531276099412,null,172000,50.095272436149855]
[null,173,1.3183300732126906E-4,2.1163210250999462E-4,6.5916503660634529,10.579314364905839,11.637245801396423,32.958251830317266,52.89657182452919,58.18622900698211,65.916503660634532,105.79314364905838,116.37245801396422,{"$f":"Input!$F$21*C183","v":13.183300732126906},{"$f":"Input!$F$21*D183","v":21.163210250999462},23.279531276099412,null,173000,50.386524020080962]
[null,174,1.304330231951511E-4,2.1163210250999462E-4,6.521651159757555,10.579314364905839,11.637245801396423,32.608255798787773,52.89657182452919,58.18622900698211,65.216511597575547,105.79314364905838,116.37245801396422,{"$f":"Input!$F$21*C184","v":13.04330231951511},{"$f":"Input!$F$21*D184","v":21.163210250999462},23.279531276099412,null,174000,50.677775604012062]
[null,175,1.2903303906903311E-4,2.1163210250999462E-4,6.4516519534516554,10.579314364905839,11.637245801396423,32.258259767258274,52.89657182452919,58.18622900698211,64.516519534516547,105.79314364905838,116.37245801396422,{"$f":"Input!$F$21*C185","v":12.903303906903311},{"$f":"Input!$F$21*D185","v":21.163210250999462},23.279531276099412,null,175000,50.969027187943169]
[null,176,1.262330708167971E-4,2.1163210250999462E-4,6.3116535408398544,10.579314364905839,11.637245801396423,31.558267704199274,52.89657182452919,58.18622900698211,63.116535408398548,105.79314364905838,116.37245801396422,{"$f":"Input!$F$21*C186","v":12.623307081679709},{"$f":"Input!$F$21*D186","v":21.163210250999462},23.279531276099412,null,176000,51.260278771874269]
[null,177,1.2553307875373812E-4,2.1163210250999462E-4,6.2766539376869055,10.579314364905839,11.637245801396423,31.383269688434527,52.89657182452919,58.18622900698211,62.766539376869055,105.79314364905838,116.37245801396422,{"$f":"Input!$F$21*C187","v":12.553307875373811},{"$f":"Input!$F$21*D187","v":21.163210250999462},23.279531276099412,null,177000,51.551530355805376]
[null,178,1.262330708167971E-4,2.1163210250999462E-4,6.3116535408398544,10.579314364905839,11.637245801396423,31.558267704199274,52.89657182452919,58.18622900698211,63.116535408398548,105.79314364905838,116.37245801396422,{"$f":"Input!$F$21*C188","v":12.623307081679709},{"$f":"Input!$F$21*D188","v":21.163210250999462},23.279531276099412,null,178000,51.842781939736476]
[null,179,1.2483308669067911E-4,2.1093211044693563E-4,6.2416543345339557,10.544322338647959,11.598754572512755,31.208271672669778,52.721611693239794,57.99377286256378,62.416543345339555,105.44322338647959,115.98754572512756,{"$f":"Input!$F$21*C189","v":12.483308669067911},{"$f":"Input!$F$21*D189","v":21.093211044693565},23.202532149162924,null,179000,52.134033523667583]
[null,180,1.241330946276201E-4,2.1093211044693563E-4,6.206654731381005,10.544322338647959,11.598754572512755,31.033273656905024,52.721611693239794,57.99377286256378,62.066547313810048,105.44322338647959,115.98754572512756,{"$f":"Input!$F$21*C190","v":12.41330946276201},{"$f":"Input!$F$21*D190","v":21.093211044693565},23.202532149162924,null,180000,52.425285107598683]
[null,181,1.2273311050150213E-4,2.1093211044693563E-4,6.1366555250751063,10.544322338647959,11.598754572512755,30.683277625375535,52.721611693239794,57.99377286256378,61.36655525075107,105.44322338647959,115.98754572512756,{"$f":"Input!$F$21*C191","v":12.273311050150213},{"$f":"Input!$F$21*D191","v":21.093211044693565},23.202532149162924,null,181000,52.716536691529789]
[null,182,1.2273311050150213E-4,2.1093211044693563E-4,6.1366555250751063,10.544322338647959,11.598754572512755,30.683277625375535,52.721611693239794,57.99377286256378,61.36655525075107,105.44322338647959,115.98754572512756,{"$f":"Input!$F$21*C192","v":12.273311050150213},{"$f":"Input!$F$21*D192","v":21.093211044693565},23.202532149162924,null,182000,53.007788275460889]
[null,183,1.241330946276201E-4,2.1023211838387662E-4,6.206654731381005,10.509330312390079,11.560263343629087,31.033273656905024,52.546651561950391,57.801316718145436,62.066547313810048,105.09330312390078,115.60263343629087,{"$f":"Input!$F$21*C193","v":12.41330946276201},{"$f":"Input!$F$21*D193","v":21.023211838387663},23.125533022226431,null,183000,53.299039859391996]
[null,184,1.2693306287985611E-4,2.1023211838387662E-4,6.3466531439928051,10.509330312390079,11.560263343629087,31.733265719964027,52.546651561950391,57.801316718145436,63.466531439928055,105.09330312390078,115.60263343629087,{"$f":"Input!$F$21*C194","v":12.69330628798561},{"$f":"Input!$F$21*D194","v":21.023211838387663},23.125533022226431,null,184000,53.590291443323096]
[null,185,1.283330470059741E-4,2.1023211838387662E-4,6.4166523502987047,10.509330312390079,11.560263343629087,32.083261751493524,52.546651561950391,57.801316718145436,64.166523502987047,105.09330312390078,115.60263343629087,{"$f":"Input!$F$21*C195","v":12.833304700597409},{"$f":"Input!$F$21*D195","v":21.023211838387663},23.125533022226431,null,185000,53.881543027254203]
[null,186,1.2903303906903311E-4,2.1023211838387662E-4,6.4516519534516554,10.509330312390079,11.560263343629087,32.258259767258274,52.546651561950391,57.801316718145436,64.516519534516547,105.09330312390078,115.60263343629087,{"$f":"Input!$F$21*C196","v":12.903303906903311},{"$f":"Input!$F$21*D196","v":21.023211838387663},23.125533022226431,null,186000,54.172794611185303]
[null,187,1.2973303113209209E-4,2.1023211838387662E-4,6.4866515566046044,10.509330312390079,11.560263343629087,32.433257783023024,52.546651561950391,57.801316718145436,64.866515566046047,105.09330312390078,115.60263343629087,{"$f":"Input!$F$21*C197","v":12.973303113209209},{"$f":"Input!$F$21*D197","v":21.023211838387663},23.125533022226431,null,187000,54.46404619511641]
[null,188,1.2973303113209209E-4,2.1023211838387662E-4,6.4866515566046044,10.509330312390079,11.560263343629087,32.433257783023024,52.546651561950391,57.801316718145436,64.866515566046047,105.09330312390078,115.60263343629087,{"$f":"Input!$F$21*C198","v":12.973303113209209},{"$f":"Input!$F$21*D198","v":21.023211838387663},23.125533022226431,null,188000,54.75529777904751]
[null,189,1.2763305494291509E-4,2.1023211838387662E-4,6.381652747145754,10.509330312390079,11.560263343629087,31.908263735728774,52.546651561950391,57.801316718145436,63.816527471457547,105.09330312390078,115.60263343629087,{"$f":"Input!$F$21*C199","v":12.763305494291508},{"$f":"Input!$F$21*D199","v":21.023211838387663},23.125533022226431,null,189000,55.046549362978617]
[null,190,1.283330470059741E-4,2.1023211838387662E-4,6.4166523502987047,10.509330312390079,11.560263343629087,32.083261751493524,52.546651561950391,57.801316718145436,64.166523502987047,105.09330312390078,115.60263343629087,{"$f":"Input!$F$21*C200","v":12.833304700597409},{"$f":"Input!$F$21*D200","v":21.023211838387663},23.125533022226431,null,190000,55.337800946909717]
[null,191,1.2903303906903311E-4,2.1023211838387662E-4,6.4516519534516554,10.509330312390079,11.560263343629087,32.258259767258274,52.546651561950391,57.801316718145436,64.516519534516547,105.09330312390078,115.60263343629087,{"$f":"Input!$F$21*C201","v":12.903303906903311},{"$f":"Input!$F$21*D201","v":21.023211838387663},23.125533022226431,null,191000,55.629052530840823]
[null,192,1.2973303113209209E-4,2.1023211838387662E-4,6.4866515566046044,10.509330312390079,11.560263343629087,32.433257783023024,52.546651561950391,57.801316718145436,64.866515566046047,105.09330312390078,115.60263343629087,{"$f":"Input!$F$21*C202","v":12.973303113209209},{"$f":"Input!$F$21*D202","v":21.023211838387663},23.125533022226431,null,192000,55.920304114771923]
[null,193,1.304330231951511E-4,2.0953212632081762E-4,{"$f":"$E$9*C203","v":6.521651159757555},10.474338286132198,{"$f":"F203*1.1","v":11.521772114745419},{"$f":"$H$9*C203","v":32.608255798787773},52.371691430660988,{"$f":"I203*1.1","v":57.608860573727092},{"$f":"$K$9*C203","v":65.216511597575547},104.74338286132198,{"$f":"L203*1.1","v":115.21772114745418},{"$f":"Input!$F$21*C203","v":13.04330231951511},{"$f":"Input!$F$21*D203","v":20.953212632081762},23.048533895289939,null,193000,{"$f":"$V$15*R203+$V$16","v":56.21155569870303}]
[null,194,1.3393298351044606E-4,2.0953212632081762E-4,6.6966491755223032,10.474338286132198,11.521772114745419,33.483245877611516,52.371691430660988,57.608860573727092,66.966491755223032,104.74338286132198,115.21772114745418,{"$f":"Input!$F$21*C204","v":13.393298351044606},{"$f":"Input!$F$21*D204","v":20.953212632081762},{"$f":"O204*1.1","v":23.048533895289939},null,194000,56.50280728263413]
[null,195,1.3743294382574105E-4,2.0953212632081762E-4,6.8716471912870523,10.474338286132198,11.521772114745419,34.358235956435266,52.371691430660988,57.608860573727092,68.716471912870531,104.74338286132198,115.21772114745418,{"$f":"Input!$F$21*C205","v":13.743294382574105},{"$f":"Input!$F$21*D205","v":20.953212632081762},23.048533895289939,null,195000,56.794058866565237]
[null,196,1.3533296763656405E-4,2.0953212632081762E-4,6.7666483818282028,10.474338286132198,11.521772114745419,33.833241909141016,52.371691430660988,57.608860573727092,67.666483818282032,104.74338286132198,115.21772114745418,{"$f":"Input!$F$21*C206","v":13.533296763656406},{"$f":"Input!$F$21*D206","v":20.953212632081762},23.048533895289939,null,196000,57.085310450496344]
[null,197,1.3393298351044606E-4,2.0883213425775863E-4,6.6966491755223032,10.439346259874318,11.483280885861751,33.483245877611516,52.196731299371592,57.416404429308756,66.966491755223032,104.39346259874318,114.83280885861751,{"$f":"Input!$F$21*C207","v":13.393298351044606},{"$f":"Input!$F$21*D207","v":20.883213425775864},22.971534768353454,null,197000,57.376562034427444]
[null,198,1.3463297557350504E-4,2.0883213425775863E-4,6.7316487786752521,10.439346259874318,11.483280885861751,33.658243893376259,52.196731299371592,57.416404429308756,67.316487786752518,104.39346259874318,114.83280885861751,{"$f":"Input!$F$21*C208","v":13.463297557350504},{"$f":"Input!$F$21*D208","v":20.883213425775864},22.971534768353454,null,198000,57.667813618358551]
[null,199,1.3533296763656405E-4,2.0883213425775863E-4,6.7666483818282028,10.439346259874318,11.483280885861751,33.833241909141016,52.196731299371592,57.416404429308756,67.666483818282032,104.39346259874318,114.83280885861751,{"$f":"Input!$F$21*C209","v":13.533296763656406},{"$f":"Input!$F$21*D209","v":20.883213425775864},22.971534768353454,null,199000,57.959065202289651]
[null,200,1.3673295176268204E-4,2.0883213425775863E-4,6.8366475881341024,10.439346259874318,11.483280885861751,34.183237940670509,52.196731299371592,57.416404429308756,68.366475881341017,104.39346259874318,114.83280885861751,{"$f":"Input!$F$21*C210","v":13.673295176268205},{"$f":"Input!$F$21*D210","v":20.883213425775864},22.971534768353454,null,200000,58.250316786220758]
[null,201,1.3953292001491803E-4,2.0883213425775863E-4,6.9766460007459017,10.439346259874318,11.483280885861751,34.883230003729508,52.196731299371592,57.416404429308756,69.766460007459017,104.39346259874318,114.83280885861751,{"$f":"Input!$F$21*C211","v":13.953292001491803},{"$f":"Input!$F$21*D211","v":20.883213425775864},22.971534768353454,null,201000,58.541568370151857]
[null,202,1.3813293588880004E-4,2.0883213425775863E-4,6.9066467944400021,10.439346259874318,11.483280885861751,34.533233972200009,52.196731299371592,57.416404429308756,69.066467944400017,104.39346259874318,114.83280885861751,{"$f":"Input!$F$21*C212","v":13.813293588880004},{"$f":"Input!$F$21*D212","v":20.883213425775864},22.971534768353454,null,202000,58.832819954082964]
[null,203,1.3673295176268204E-4,2.0813214219469962E-4,6.8366475881341024,10.404354233616438,11.444789656978083,34.183237940670509,52.021771168082189,57.223948284890412,68.366475881341017,104.04354233616438,114.44789656978082,{"$f":"Input!$F$21*C213","v":13.673295176268205},{"$f":"Input!$F$21*D213","v":20.813214219469963},22.894535641416962,null,203000,59.124071538014064]
[null,204,1.3673295176268204E-4,2.0813214219469962E-4,6.8366475881341024,10.404354233616438,11.444789656978083,34.183237940670509,52.021771168082189,57.223948284890412,68.366475881341017,104.04354233616438,114.44789656978082,{"$f":"Input!$F$21*C214","v":13.673295176268205},{"$f":"Input!$F$21*D214","v":20.813214219469963},22.894535641416962,null,204000,59.415323121945171]
[null,205,1.3883292795185905E-4,2.0813214219469962E-4,6.9416463975929519,10.404354233616438,11.444789656978083,34.708231987964759,52.021771168082189,57.223948284890412,69.416463975929517,104.04354233616438,114.44789656978082,{"$f":"Input!$F$21*C215","v":13.883292795185904},{"$f":"Input!$F$21*D215","v":20.813214219469963},22.894535641416962,null,205000,59.706574705876271]
[null,206,1.3603295969962304E-4,2.0813214219469962E-4,6.8016479849811518,10.404354233616438,11.444789656978083,34.008239924905759,52.021771168082189,57.223948284890412,68.016479849811518,104.04354233616438,114.44789656978082,{"$f":"Input!$F$21*C216","v":13.603295969962304},{"$f":"Input!$F$21*D216","v":20.813214219469963},22.894535641416962,null,206000,59.997826289807378]
[null,207,1.3603295969962304E-4,2.0743215013164067E-4,6.8016479849811518,10.369362207358558,11.406298428094415,34.008239924905759,51.846811036792793,57.031492140472075,68.016479849811518,103.69362207358559,114.06298428094415,{"$f":"Input!$F$21*C217","v":13.603295969962304},{"$f":"Input!$F$21*D217","v":20.743215013164068},22.817536514480476,null,207000,60.289077873738478]
[null,208,1.3603295969962304E-4,2.0743215013164067E-4,6.8016479849811518,10.369362207358558,11.406298428094415,34.008239924905759,51.846811036792793,57.031492140472075,68.016479849811518,103.69362207358559,114.06298428094415,{"$f":"Input!$F$21*C218","v":13.603295969962304},{"$f":"Input!$F$21*D218","v":20.743215013164068},22.817536514480476,null,208000,60.580329457669585]
[null,209,1.3813293588880004E-4,2.0743215013164067E-4,6.9066467944400021,10.369362207358558,11.406298428094415,34.533233972200009,51.846811036792793,57.031492140472075,69.066467944400017,103.69362207358559,114.06298428094415,{"$f":"Input!$F$21*C219","v":13.813293588880004},{"$f":"Input!$F$21*D219","v":20.743215013164068},22.817536514480476,null,209000,60.871581041600685]
[null,210,1.3813293588880004E-4,2.0743215013164067E-4,6.9066467944400021,10.369362207358558,11.406298428094415,34.533233972200009,51.846811036792793,57.031492140472075,69.066467944400017,103.69362207358559,114.06298428094415,{"$f":"Input!$F$21*C220","v":13.813293588880004},{"$f":"Input!$F$21*D220","v":20.743215013164068},22.817536514480476,null,210000,61.162832625531792]
[null,211,1.3953292001491803E-4,2.0743215013164067E-4,6.9766460007459017,10.369362207358558,11.406298428094415,34.883230003729508,51.846811036792793,57.031492140472075,69.766460007459017,103.69362207358559,114.06298428094415,{"$f":"Input!$F$21*C221","v":13.953292001491803},{"$f":"Input!$F$21*D221","v":20.743215013164068},22.817536514480476,null,211000,61.454084209462891]
[null,212,1.4093290414103602E-4,2.0743215013164067E-4,7.0466452070518013,10.369362207358558,11.406298428094415,35.233226035259001,51.846811036792793,57.031492140472075,70.466452070518002,103.69362207358559,114.06298428094415,{"$f":"Input!$F$21*C222","v":14.093290414103603},{"$f":"Input!$F$21*D222","v":20.743215013164068},22.817536514480476,null,212000,61.745335793393998]
[null,213,1.4443286445633098E-4,2.0743215013164067E-4,7.2216432228165495,10.369362207358558,11.406298428094415,36.108216114082744,51.846811036792793,57.031492140472075,72.216432228165488,103.69362207358559,114.06298428094415,{"$f":"Input!$F$21*C223","v":14.443286445633099},{"$f":"Input!$F$21*D223","v":20.743215013164068},22.817536514480476,null,213000,62.036587377325098]
[null,214,1.4373287239327203E-4,2.0743215013164067E-4,7.1866436196636014,10.369362207358558,11.406298428094415,35.933218098318008,51.846811036792793,57.031492140472075,71.866436196636016,103.69362207358559,114.06298428094415,{"$f":"Input!$F$21*C224","v":14.373287239327203},{"$f":"Input!$F$21*D224","v":20.743215013164068},22.817536514480476,null,214000,62.327838961256205]
[null,215,1.4373287239327203E-4,2.0673215806858166E-4,7.1866436196636014,10.334370181100677,11.367807199210747,35.933218098318008,51.671850905503383,56.839035996053724,71.866436196636016,103.34370181100677,113.67807199210745,{"$f":"Input!$F$21*C225","v":14.373287239327203},{"$f":"Input!$F$21*D225","v":20.673215806858167},22.740537387543984,null,215000,62.619090545187305]
[null,216,1.4373287239327203E-4,2.0673215806858166E-4,7.1866436196636014,10.334370181100677,11.367807199210747,35.933218098318008,51.671850905503383,56.839035996053724,71.866436196636016,103.34370181100677,113.67807199210745,{"$f":"Input!$F$21*C226","v":14.373287239327203},{"$f":"Input!$F$21*D226","v":20.673215806858167},22.740537387543984,null,216000,62.910342129118412]
[null,217,1.4653284064550798E-4,2.0673215806858166E-4,7.3266420322753989,10.334370181100677,11.367807199210747,36.633210161376994,51.671850905503383,56.839035996053724,73.266420322753987,103.34370181100677,113.67807199210745,{"$f":"Input!$F$21*C227","v":14.653284064550798},{"$f":"Input!$F$21*D227","v":20.673215806858167},22.740537387543984,null,217000,63.201593713049512]
[null,218,1.4933280889774397E-4,2.0673215806858166E-4,7.4666404448871981,10.334370181100677,11.367807199210747,37.333202224435993,51.671850905503383,56.839035996053724,74.666404448871987,103.34370181100677,113.67807199210745,{"$f":"Input!$F$21*C228","v":14.933280889774396},{"$f":"Input!$F$21*D228","v":20.673215806858167},22.740537387543984,null,218000,63.492845296980619]
[null,219,1.4933280889774397E-4,2.0673215806858166E-4,7.4666404448871981,10.334370181100677,11.367807199210747,37.333202224435993,51.671850905503383,56.839035996053724,74.666404448871987,103.34370181100677,113.67807199210745,{"$f":"Input!$F$21*C229","v":14.933280889774396},{"$f":"Input!$F$21*D229","v":20.673215806858167},22.740537387543984,null,219000,63.784096880911719]
[null,220,1.4933280889774397E-4,2.0673215806858166E-4,7.4666404448871981,10.334370181100677,11.367807199210747,37.333202224435993,51.671850905503383,56.839035996053724,74.666404448871987,103.34370181100677,113.67807199210745,{"$f":"Input!$F$21*C230","v":14.933280889774396},{"$f":"Input!$F$21*D230","v":20.673215806858167},22.740537387543984,null,220000,64.075348464842818]
[null,221,1.5143278508692097E-4,2.0673215806858166E-4,7.5716392543460485,10.334370181100677,11.367807199210747,37.858196271730243,51.671850905503383,56.839035996053724,75.716392543460486,103.34370181100677,113.67807199210745,{"$f":"Input!$F$21*C231","v":15.143278508692097},{"$f":"Input!$F$21*D231","v":20.673215806858167},22.740537387543984,null,221000,64.366600048773932]
[null,222,1.5353276127609797E-4,2.0603216600552268E-4,7.6766380638048988,10.299378154842797,11.329315970327078,38.383190319024493,51.496890774213981,56.64657985163538,76.766380638048986,102.99378154842796,113.29315970327076,{"$f":"Input!$F$21*C232","v":15.353276127609798},{"$f":"Input!$F$21*D232","v":20.603216600552269},22.663538260607499,null,222000,64.657851632705032]
[null,223,1.612326739697469E-4,2.0603216600552268E-4,8.0616336984873449,10.299378154842797,11.329315970327078,40.308168492436728,51.496890774213981,56.64657985163538,80.616336984873456,102.99378154842796,113.29315970327076,{"$f":"Input!$F$21*C233","v":16.12326739697469},{"$f":"Input!$F$21*D233","v":20.603216600552269},22.663538260607499,null,223000,64.949103216636132]
[null,224,1.6753260253727788E-4,2.0603216600552268E-4,8.3766301268638941,10.299378154842797,11.329315970327078,41.88315063431947,51.496890774213981,56.64657985163538,83.766301268638941,102.99378154842796,113.29315970327076,{"$f":"Input!$F$21*C234","v":16.753260253727788},{"$f":"Input!$F$21*D234","v":20.603216600552269},22.663538260607499,null,224000,65.240354800567232]
[null,225,1.689325866633959E-4,2.0603216600552268E-4,8.4466293331697955,10.299378154842797,11.329315970327078,42.233146665848977,51.496890774213981,56.64657985163538,84.466293331697955,102.99378154842796,113.29315970327076,{"$f":"Input!$F$21*C235","v":16.893258666339591},{"$f":"Input!$F$21*D235","v":20.603216600552269},22.663538260607499,null,225000,65.531606384498346]
[null,226,1.6753260253727788E-4,2.0603216600552268E-4,8.3766301268638941,10.299378154842797,11.329315970327078,41.88315063431947,51.496890774213981,56.64657985163538,83.766301268638941,102.99378154842796,113.29315970327076,{"$f":"Input!$F$21*C236","v":16.753260253727788},{"$f":"Input!$F$21*D236","v":20.603216600552269},22.663538260607499,null,226000,65.822857968429446]
[null,227,1.6613261841115989E-4,2.0603216600552268E-4,8.3066309205579945,10.299378154842797,11.329315970327078,41.533154602789971,51.496890774213981,56.64657985163538,83.066309205579941,102.99378154842796,113.29315970327076,{"$f":"Input!$F$21*C237","v":16.613261841115989},{"$f":"Input!$F$21*D237","v":20.603216600552269},22.663538260607499,null,227000,66.114109552360546]
[null,228,1.626326580958649E-4,2.0603216600552268E-4,8.1316329047932445,10.299378154842797,11.329315970327078,40.658164523966221,51.496890774213981,56.64657985163538,81.316329047932442,102.99378154842796,113.29315970327076,{"$f":"Input!$F$21*C238","v":16.263265809586489},{"$f":"Input!$F$21*D238","v":20.603216600552269},22.663538260607499,null,228000,66.405361136291646]
[null,229,1.5983268984362891E-4,2.0533217394246367E-4,7.9916344921814453,10.264386128584917,11.29082474144341,39.958172460907228,51.321930642924585,56.45412370721705,79.916344921814456,102.64386128584917,112.9082474144341,{"$f":"Input!$F$21*C239","v":15.983268984362891},{"$f":"Input!$F$21*D239","v":20.533217394246368},22.586539133671007,null,229000,66.69661272022276]
[null,230,1.612326739697469E-4,2.0533217394246367E-4,8.0616336984873449,10.264386128584917,11.29082474144341,40.308168492436728,51.321930642924585,56.45412370721705,80.616336984873456,102.64386128584917,112.9082474144341,{"$f":"Input!$F$21*C240","v":16.12326739697469},{"$f":"Input!$F$21*D240","v":20.533217394246368},22.586539133671007,null,230000,66.98786430415386]
[null,231,1.647326342850419E-4,2.0533217394246367E-4,8.2366317142520948,10.264386128584917,11.29082474144341,41.183158571260471,51.321930642924585,56.45412370721705,82.366317142520941,102.64386128584917,112.9082474144341,{"$f":"Input!$F$21*C241","v":16.47326342850419},{"$f":"Input!$F$21*D241","v":20.533217394246368},22.586539133671007,null,231000,67.279115888084959]
[null,232,1.6613261841115989E-4,2.0533217394246367E-4,8.3066309205579945,10.264386128584917,11.29082474144341,41.533154602789971,51.321930642924585,56.45412370721705,83.066309205579941,102.64386128584917,112.9082474144341,{"$f":"Input!$F$21*C242","v":16.613261841115989},{"$f":"Input!$F$21*D242","v":20.533217394246368},22.586539133671007,null,232000,67.570367472016059]
[null,233,1.6403264222198289E-4,2.0533217394246367E-4,8.2016321110991441,10.264386128584917,11.29082474144341,41.008160555495721,51.321930642924585,56.45412370721705,82.016321110991441,102.64386128584917,112.9082474144341,{"$f":"Input!$F$21*C243","v":16.403264222198288},{"$f":"Input!$F$21*D243","v":20.533217394246368},22.586539133671007,null,233000,67.861619055947173]
[null,234,1.626326580958649E-4,2.0533217394246367E-4,8.1316329047932445,10.264386128584917,11.29082474144341,40.658164523966221,51.321930642924585,56.45412370721705,81.316329047932442,102.64386128584917,112.9082474144341,{"$f":"Input!$F$21*C244","v":16.263265809586489},{"$f":"Input!$F$21*D244","v":20.533217394246368},22.586539133671007,null,234000,68.152870639878273]
[null,235,1.605326819066879E-4,2.0533217394246367E-4,8.0266340953343942,10.264386128584917,11.29082474144341,40.133170476671971,51.321930642924585,56.45412370721705,80.266340953343942,102.64386128584917,112.9082474144341,{"$f":"Input!$F$21*C245","v":16.053268190668788},{"$f":"Input!$F$21*D245","v":20.533217394246368},22.586539133671007,null,235000,68.444122223809373]
[null,236,1.591326977805699E-4,2.0533217394246367E-4,7.9566348890284955,10.264386128584917,11.29082474144341,39.783174445142478,51.321930642924585,56.45412370721705,79.566348890284956,102.64386128584917,112.9082474144341,{"$f":"Input!$F$21*C246","v":15.913269778056991},{"$f":"Input!$F$21*D246","v":20.533217394246368},22.586539133671007,null,236000,68.735373807740473]
[null,237,1.591326977805699E-4,2.0533217394246367E-4,7.9566348890284955,10.264386128584917,11.29082474144341,39.783174445142478,51.321930642924585,56.45412370721705,79.566348890284956,102.64386128584917,112.9082474144341,{"$f":"Input!$F$21*C247","v":15.913269778056991},{"$f":"Input!$F$21*D247","v":20.533217394246368},22.586539133671007,null,237000,69.026625391671587]
[null,238,1.5983268984362891E-4,2.0463218187940469E-4,7.9916344921814453,10.229394102327037,11.252333512559741,39.958172460907228,51.146970511635182,56.261667562798706,79.916344921814456,102.29394102327036,112.52333512559741,{"$f":"Input!$F$21*C248","v":15.983268984362891},{"$f":"Input!$F$21*D248","v":20.46321818794047},22.509540006734518,null,238000,69.317876975602687]
[null,239,1.6333265015892391E-4,2.0463218187940469E-4,8.1666325079461952,10.229394102327037,11.252333512559741,40.833162539730978,51.146970511635182,56.261667562798706,81.666325079461956,102.29394102327036,112.52333512559741,{"$f":"Input!$F$21*C249","v":16.33326501589239},{"$f":"Input!$F$21*D249","v":20.46321818794047},22.509540006734518,null,239000,69.609128559533787]
[null,240,1.647326342850419E-4,2.0463218187940469E-4,8.2366317142520948,10.229394102327037,11.252333512559741,41.183158571260471,51.146970511635182,56.261667562798706,82.366317142520941,102.29394102327036,112.52333512559741,{"$f":"Input!$F$21*C250","v":16.47326342850419},{"$f":"Input!$F$21*D250","v":20.46321818794047},22.509540006734518,null,240000,69.900380143464886]
[null,241,1.6613261841115989E-4,2.0463218187940469E-4,8.3066309205579945,10.229394102327037,11.252333512559741,41.533154602789971,51.146970511635182,56.261667562798706,83.066309205579941,102.29394102327036,112.52333512559741,{"$f":"Input!$F$21*C251","v":16.613261841115989},{"$f":"Input!$F$21*D251","v":20.46321818794047},22.509540006734518,null,241000,70.191631727396]
[null,242,1.689325866633959E-4,2.0463218187940469E-4,8.4466293331697955,10.229394102327037,11.252333512559741,42.233146665848977,51.146970511635182,56.261667562798706,84.466293331697955,102.29394102327036,112.52333512559741,{"$f":"Input!$F$21*C252","v":16.893258666339591},{"$f":"Input!$F$21*D252","v":20.46321818794047},22.509540006734518,null,242000,70.4828833113271]
[null,243,1.6753260253727788E-4,2.0463218187940469E-4,8.3766301268638941,10.229394102327037,11.252333512559741,41.88315063431947,51.146970511635182,56.261667562798706,83.766301268638941,102.29394102327036,112.52333512559741,{"$f":"Input!$F$21*C253","v":16.753260253727788},{"$f":"Input!$F$21*D253","v":20.46321818794047},22.509540006734518,null,243000,70.7741348952582]
[null,244,1.647326342850419E-4,2.0463218187940469E-4,8.2366317142520948,10.229394102327037,11.252333512559741,41.183158571260471,51.146970511635182,56.261667562798706,82.366317142520941,102.29394102327036,112.52333512559741,{"$f":"Input!$F$21*C254","v":16.47326342850419},{"$f":"Input!$F$21*D254","v":20.46321818794047},22.509540006734518,null,244000,71.0653864791893]
[null,245,1.626326580958649E-4,2.0393218981634568E-4,8.1316329047932445,10.194402076069156,11.213842283676072,40.658164523966221,50.972010380345786,56.06921141838037,81.316329047932442,101.94402076069157,112.13842283676074,{"$f":"Input!$F$21*C255","v":16.263265809586489},{"$f":"Input!$F$21*D255","v":20.393218981634568},22.432540879798026,null,245000,71.356638063120414]
[null,246,1.6193266603280591E-4,2.0393218981634568E-4,8.0966333016402956,10.194402076069156,11.213842283676072,40.483166508201478,50.972010380345786,56.06921141838037,80.966333016402956,101.94402076069157,112.13842283676074,{"$f":"Input!$F$21*C256","v":16.193266603280591},{"$f":"Input!$F$21*D256","v":20.393218981634568},22.432540879798026,null,246000,71.647889647051514]
[null,247,1.626326580958649E-4,2.0393218981634568E-4,8.1316329047932445,10.194402076069156,11.213842283676072,40.658164523966221,50.972010380345786,56.06921141838037,81.316329047932442,101.94402076069157,112.13842283676074,{"$f":"Input!$F$21*C257","v":16.263265809586489},{"$f":"Input!$F$21*D257","v":20.393218981634568},22.432540879798026,null,247000,71.939141230982614]
[null,248,1.6333265015892391E-4,2.0393218981634568E-4,8.1666325079461952,10.194402076069156,11.213842283676072,40.833162539730978,50.972010380345786,56.06921141838037,81.666325079461956,101.94402076069157,112.13842283676074,{"$f":"Input!$F$21*C258","v":16.33326501589239},{"$f":"Input!$F$21*D258","v":20.393218981634568},22.432540879798026,null,248000,72.230392814913714]
[null,249,1.6193266603280591E-4,2.0393218981634568E-4,8.0966333016402956,10.194402076069156,11.213842283676072,40.483166508201478,50.972010380345786,56.06921141838037,80.966333016402956,101.94402076069157,112.13842283676074,{"$f":"Input!$F$21*C259","v":16.193266603280591},{"$f":"Input!$F$21*D259","v":20.393218981634568},22.432540879798026,null,249000,72.521644398844828]
[null,250,1.612326739697469E-4,2.0393218981634568E-4,8.0616336984873449,10.194402076069156,11.213842283676072,40.308168492436728,50.972010380345786,56.06921141838037,80.616336984873456,101.94402076069157,112.13842283676074,{"$f":"Input!$F$21*C260","v":16.12326739697469},{"$f":"Input!$F$21*D260","v":20.393218981634568},22.432540879798026,null,250000,72.812895982775927]
[null,251,1.605326819066879E-4,2.0393218981634568E-4,8.0266340953343942,10.194402076069156,11.213842283676072,40.133170476671971,50.972010380345786,56.06921141838037,80.266340953343942,101.94402076069157,112.13842283676074,{"$f":"Input!$F$21*C261","v":16.053268190668788},{"$f":"Input!$F$21*D261","v":20.393218981634568},22.432540879798026,null,251000,73.104147566707027]
[null,252,1.5843270571751092E-4,2.032321977532867E-4,7.9216352858755466,10.159410049811276,11.175351054792404,39.608176429377728,50.797050249056383,55.876755273962026,79.216352858755457,101.59410049811277,111.75351054792405,{"$f":"Input!$F$21*C262","v":15.843270571751093},{"$f":"Input!$F$21*D262","v":20.323219775328671},22.355541752861541,null,252000,73.395399150638127]
[null,253,1.5703272159139296E-4,2.032321977532867E-4,7.8516360795696478,10.159410049811276,11.175351054792404,39.258180397848243,50.797050249056383,55.876755273962026,78.516360795696485,101.59410049811277,111.75351054792405,{"$f":"Input!$F$21*C263","v":15.703272159139296},{"$f":"Input!$F$21*D263","v":20.323219775328671},22.355541752861541,null,253000,73.686650734569241]
[null,254,1.5773271365445191E-4,2.032321977532867E-4,7.8866356827225959,10.159410049811276,11.175351054792404,39.433178413612978,50.797050249056383,55.876755273962026,78.866356827225957,101.59410049811277,111.75351054792405,{"$f":"Input!$F$21*C264","v":15.773271365445192},{"$f":"Input!$F$21*D264","v":20.323219775328671},22.355541752861541,null,254000,73.977902318500341]
[null,255,1.5773271365445191E-4,2.032321977532867E-4,7.8866356827225959,10.159410049811276,11.175351054792404,39.433178413612978,50.797050249056383,55.876755273962026,78.866356827225957,101.59410049811277,111.75351054792405,{"$f":"Input!$F$21*C265","v":15.773271365445192},{"$f":"Input!$F$21*D265","v":20.323219775328671},22.355541752861541,null,255000,74.269153902431441]
[null,256,1.5843270571751092E-4,2.032321977532867E-4,7.9216352858755466,10.159410049811276,11.175351054792404,39.608176429377728,50.797050249056383,55.876755273962026,79.216352858755457,101.59410049811277,111.75351054792405,{"$f":"Input!$F$21*C266","v":15.843270571751093},{"$f":"Input!$F$21*D266","v":20.323219775328671},22.355541752861541,null,256000,74.560405486362541]
[null,257,1.612326739697469E-4,2.0253220569022769E-4,{"$f":"$E$9*C267","v":8.0616336984873449},10.124418023553398,{"$f":"F267*1.1","v":11.136859825908738},{"$f":"$H$9*C267","v":40.308168492436728},50.622090117766987,{"$f":"I267*1.1","v":55.684299129543689},{"$f":"$K$9*C267","v":80.616336984873456},101.24418023553397,{"$f":"L267*1.1","v":111.36859825908738},{"$f":"Input!$F$21*C267","v":16.12326739697469},{"$f":"Input!$F$21*D267","v":20.253220569022769},22.278542625925049,null,257000,{"$f":"$V$15*R267+$V$16","v":74.851657070293655}]
[null,258,1.6193266603280591E-4,2.0253220569022769E-4,8.0966333016402956,10.124418023553398,11.136859825908738,40.483166508201478,50.622090117766987,55.684299129543689,80.966333016402956,101.24418023553397,111.36859825908738,{"$f":"Input!$F$21*C268","v":16.193266603280591},{"$f":"Input!$F$21*D268","v":20.253220569022769},{"$f":"O268*1.1","v":22.278542625925049},null,258000,75.142908654224755]
[null,259,1.6193266603280591E-4,2.0253220569022769E-4,8.0966333016402956,10.124418023553398,11.136859825908738,40.483166508201478,50.622090117766987,55.684299129543689,80.966333016402956,101.24418023553397,111.36859825908738,{"$f":"Input!$F$21*C269","v":16.193266603280591},{"$f":"Input!$F$21*D269","v":20.253220569022769},22.278542625925049,null,259000,75.434160238155854]
[null,260,1.6193266603280591E-4,2.0253220569022769E-4,8.0966333016402956,10.124418023553398,11.136859825908738,40.483166508201478,50.622090117766987,55.684299129543689,80.966333016402956,101.24418023553397,111.36859825908738,{"$f":"Input!$F$21*C270","v":16.193266603280591},{"$f":"Input!$F$21*D270","v":20.253220569022769},22.278542625925049,null,260000,75.725411822086954]
[null,261,1.6193266603280591E-4,2.0253220569022769E-4,8.0966333016402956,10.124418023553398,11.136859825908738,40.483166508201478,50.622090117766987,55.684299129543689,80.966333016402956,101.24418023553397,111.36859825908738,{"$f":"Input!$F$21*C271","v":16.193266603280591},{"$f":"Input!$F$21*D271","v":20.253220569022769},22.278542625925049,null,261000,76.016663406018068]
[null,262,1.6193266603280591E-4,2.0253220569022769E-4,8.0966333016402956,10.124418023553398,11.136859825908738,40.483166508201478,50.622090117766987,55.684299129543689,80.966333016402956,101.24418023553397,111.36859825908738,{"$f":"Input!$F$21*C272","v":16.193266603280591},{"$f":"Input!$F$21*D272","v":20.253220569022769},22.278542625925049,null,262000,76.307914989949168]
[null,263,1.612326739697469E-4,2.0253220569022769E-4,8.0616336984873449,10.124418023553398,11.136859825908738,40.308168492436728,50.622090117766987,55.684299129543689,80.616336984873456,101.24418023553397,111.36859825908738,{"$f":"Input!$F$21*C273","v":16.12326739697469},{"$f":"Input!$F$21*D273","v":20.253220569022769},22.278542625925049,null,263000,76.599166573880268]
[null,264,1.6193266603280591E-4,2.0253220569022769E-4,8.0966333016402956,10.124418023553398,11.136859825908738,40.483166508201478,50.622090117766987,55.684299129543689,80.966333016402956,101.24418023553397,111.36859825908738,{"$f":"Input!$F$21*C274","v":16.193266603280591},{"$f":"Input!$F$21*D274","v":20.253220569022769},22.278542625925049,null,264000,76.890418157811368]
[null,265,1.612326739697469E-4,2.0253220569022769E-4,8.0616336984873449,10.124418023553398,11.136859825908738,40.308168492436728,50.622090117766987,55.684299129543689,80.616336984873456,101.24418023553397,111.36859825908738,{"$f":"Input!$F$21*C275","v":16.12326739697469},{"$f":"Input!$F$21*D275","v":20.253220569022769},22.278542625925049,null,265000,77.181669741742482]
[null,266,1.6193266603280591E-4,2.0253220569022769E-4,8.0966333016402956,10.124418023553398,11.136859825908738,40.483166508201478,50.622090117766987,55.684299129543689,80.966333016402956,101.24418023553397,111.36859825908738,{"$f":"Input!$F$21*C276","v":16.193266603280591},{"$f":"Input!$F$21*D276","v":20.253220569022769},22.278542625925049,null,266000,77.472921325673582]
[null,267,1.6193266603280591E-4,2.018322136271687E-4,8.0966333016402956,10.089425997295516,11.098368597025068,40.483166508201478,50.447129986477584,55.491842985125345,80.966333016402956,100.89425997295517,110.98368597025069,{"$f":"Input!$F$21*C277","v":16.193266603280591},{"$f":"Input!$F$21*D277","v":20.183221362716871},22.20154349898856,null,267000,77.764172909604682]
[null,268,1.6193266603280591E-4,2.018322136271687E-4,8.0966333016402956,10.089425997295516,11.098368597025068,40.483166508201478,50.447129986477584,55.491842985125345,80.966333016402956,100.89425997295517,110.98368597025069,{"$f":"Input!$F$21*C278","v":16.193266603280591},{"$f":"Input!$F$21*D278","v":20.183221362716871},22.20154349898856,null,268000,78.055424493535781]
[null,269,1.6193266603280591E-4,2.018322136271687E-4,8.0966333016402956,10.089425997295516,11.098368597025068,40.483166508201478,50.447129986477584,55.491842985125345,80.966333016402956,100.89425997295517,110.98368597025069,{"$f":"Input!$F$21*C279","v":16.193266603280591},{"$f":"Input!$F$21*D279","v":20.183221362716871},22.20154349898856,null,269000,78.346676077466896]
[null,270,1.626326580958649E-4,2.011322215641097E-4,8.1316329047932445,10.054433971037636,11.0598773681414,40.658164523966221,50.272169855188181,55.299386840707001,81.316329047932442,100.54433971037636,110.598773681414,{"$f":"Input!$F$21*C280","v":16.263265809586489},{"$f":"Input!$F$21*D280","v":20.11322215641097},22.124544372052068,null,270000,78.637927661397995]
[null,271,1.626326580958649E-4,2.011322215641097E-4,8.1316329047932445,10.054433971037636,11.0598773681414,40.658164523966221,50.272169855188181,55.299386840707001,81.316329047932442,100.54433971037636,110.598773681414,{"$f":"Input!$F$21*C281","v":16.263265809586489},{"$f":"Input!$F$21*D281","v":20.11322215641097},22.124544372052068,null,271000,78.929179245329095]
[null,272,1.626326580958649E-4,2.011322215641097E-4,8.1316329047932445,10.054433971037636,11.0598773681414,40.658164523966221,50.272169855188181,55.299386840707001,81.316329047932442,100.54433971037636,110.598773681414,{"$f":"Input!$F$21*C282","v":16.263265809586489},{"$f":"Input!$F$21*D282","v":20.11322215641097},22.124544372052068,null,272000,79.220430829260195]
[null,273,1.6333265015892391E-4,2.011322215641097E-4,8.1666325079461952,10.054433971037636,11.0598773681414,40.833162539730978,50.272169855188181,55.299386840707001,81.666325079461956,100.54433971037636,110.598773681414,{"$f":"Input!$F$21*C283","v":16.33326501589239},{"$f":"Input!$F$21*D283","v":20.11322215641097},22.124544372052068,null,273000,79.511682413191309]
[null,274,1.647326342850419E-4,2.011322215641097E-4,8.2366317142520948,10.054433971037636,11.0598773681414,41.183158571260471,50.272169855188181,55.299386840707001,82.366317142520941,100.54433971037636,110.598773681414,{"$f":"Input!$F$21*C284","v":16.47326342850419},{"$f":"Input!$F$21*D284","v":20.11322215641097},22.124544372052068,null,274000,79.802933997122409]
[null,275,1.647326342850419E-4,2.011322215641097E-4,8.2366317142520948,10.054433971037636,11.0598773681414,41.183158571260471,50.272169855188181,55.299386840707001,82.366317142520941,100.54433971037636,110.598773681414,{"$f":"Input!$F$21*C285","v":16.47326342850419},{"$f":"Input!$F$21*D285","v":20.11322215641097},22.124544372052068,null,275000,80.094185581053509]
[null,276,1.647326342850419E-4,2.011322215641097E-4,8.2366317142520948,10.054433971037636,11.0598773681414,41.183158571260471,50.272169855188181,55.299386840707001,82.366317142520941,100.54433971037636,110.598773681414,{"$f":"Input!$F$21*C286","v":16.47326342850419},{"$f":"Input!$F$21*D286","v":20.11322215641097},22.124544372052068,null,276000,80.385437164984609]
[null,277,1.647326342850419E-4,2.011322215641097E-4,8.2366317142520948,10.054433971037636,11.0598773681414,41.183158571260471,50.272169855188181,55.299386840707001,82.366317142520941,100.54433971037636,110.598773681414,{"$f":"Input!$F$21*C287","v":16.47326342850419},{"$f":"Input!$F$21*D287","v":20.11322215641097},22.124544372052068,null,277000,80.676688748915723]
[null,278,1.6543262634810091E-4,2.011322215641097E-4,8.2716313174050455,10.054433971037636,11.0598773681414,41.358156587025228,50.272169855188181,55.299386840707001,82.716313174050455,100.54433971037636,110.598773681414,{"$f":"Input!$F$21*C288","v":16.543262634810091},{"$f":"Input!$F$21*D288","v":20.11322215641097},22.124544372052068,null,278000,80.967940332846823]
[null,279,1.6613261841115989E-4,2.0043222950105071E-4,8.3066309205579945,10.019441944779757,11.021386139257734,41.533154602789971,50.097209723898779,55.106930696288664,83.066309205579941,100.19441944779756,110.21386139257733,{"$f":"Input!$F$21*C289","v":16.613261841115989},{"$f":"Input!$F$21*D289","v":20.043222950105072},22.047545245115582,null,279000,81.259191916777922]
[null,280,1.647326342850419E-4,2.0043222950105071E-4,8.2366317142520948,10.019441944779757,11.021386139257734,41.183158571260471,50.097209723898779,55.106930696288664,82.366317142520941,100.19441944779756,110.21386139257733,{"$f":"Input!$F$21*C290","v":16.47326342850419},{"$f":"Input!$F$21*D290","v":20.043222950105072},22.047545245115582,null,280000,81.550443500709022]
[null,281,1.6543262634810091E-4,2.0043222950105071E-4,8.2716313174050455,10.019441944779757,11.021386139257734,41.358156587025228,50.097209723898779,55.106930696288664,82.716313174050455,100.19441944779756,110.21386139257733,{"$f":"Input!$F$21*C291","v":16.543262634810091},{"$f":"Input!$F$21*D291","v":20.043222950105072},22.047545245115582,null,281000,81.841695084640136]
[null,282,1.647326342850419E-4,2.0043222950105071E-4,8.2366317142520948,10.019441944779757,11.021386139257734,41.183158571260471,50.097209723898779,55.106930696288664,82.366317142520941,100.19441944779756,110.21386139257733,{"$f":"Input!$F$21*C292","v":16.47326342850419},{"$f":"Input!$F$21*D292","v":20.043222950105072},22.047545245115582,null,282000,82.132946668571236]
[null,283,1.647326342850419E-4,2.0043222950105071E-4,8.2366317142520948,10.019441944779757,11.021386139257734,41.183158571260471,50.097209723898779,55.106930696288664,82.366317142520941,100.19441944779756,110.21386139257733,{"$f":"Input!$F$21*C293","v":16.47326342850419},{"$f":"Input!$F$21*D293","v":20.043222950105072},22.047545245115582,null,283000,82.424198252502336]
[null,284,1.6333265015892391E-4,2.0043222950105071E-4,8.1666325079461952,10.019441944779757,11.021386139257734,40.833162539730978,50.097209723898779,55.106930696288664,81.666325079461956,100.19441944779756,110.21386139257733,{"$f":"Input!$F$21*C294","v":16.33326501589239},{"$f":"Input!$F$21*D294","v":20.043222950105072},22.047545245115582,null,284000,82.715449836433436]
[null,285,1.626326580958649E-4,2.0043222950105071E-4,8.1316329047932445,10.019441944779757,11.021386139257734,40.658164523966221,50.097209723898779,55.106930696288664,81.316329047932442,100.19441944779756,110.21386139257733,{"$f":"Input!$F$21*C295","v":16.263265809586489},{"$f":"Input!$F$21*D295","v":20.043222950105072},22.047545245115582,null,285000,83.00670142036455]
[null,286,1.626326580958649E-4,2.0043222950105071E-4,8.1316329047932445,10.019441944779757,11.021386139257734,40.658164523966221,50.097209723898779,55.106930696288664,81.316329047932442,100.19441944779756,110.21386139257733,{"$f":"Input!$F$21*C296","v":16.263265809586489},{"$f":"Input!$F$21*D296","v":20.043222950105072},22.047545245115582,null,286000,83.29795300429565]
[null,287,1.612326739697469E-4,2.0043222950105071E-4,8.0616336984873449,10.019441944779757,11.021386139257734,40.308168492436728,50.097209723898779,55.106930696288664,80.616336984873456,100.19441944779756,110.21386139257733,{"$f":"Input!$F$21*C297","v":16.12326739697469},{"$f":"Input!$F$21*D297","v":20.043222950105072},22.047545245115582,null,287000,83.58920458822675]
[null,288,1.5843270571751092E-4,2.0043222950105071E-4,7.9216352858755466,10.019441944779757,11.021386139257734,39.608176429377728,50.097209723898779,55.106930696288664,79.216352858755457,100.19441944779756,110.21386139257733,{"$f":"Input!$F$21*C298","v":15.843270571751093},{"$f":"Input!$F$21*D298","v":20.043222950105072},22.047545245115582,null,288000,83.880456172157849]
[null,289,1.5563273746527491E-4,2.0043222950105071E-4,7.7816368732637455,10.019441944779757,11.021386139257734,38.908184366318729,50.097209723898779,55.106930696288664,77.816368732637457,100.19441944779756,110.21386139257733,{"$f":"Input!$F$21*C299","v":15.563273746527491},{"$f":"Input!$F$21*D299","v":20.043222950105072},22.047545245115582,null,289000,84.171707756088963]
[null,290,1.5283276921303896E-4,2.0043222950105071E-4,7.6416384606519481,10.019441944779757,11.021386139257734,38.208192303259736,50.097209723898779,55.106930696288664,76.416384606519472,100.19441944779756,110.21386139257733,{"$f":"Input!$F$21*C300","v":15.283276921303896},{"$f":"Input!$F$21*D300","v":20.043222950105072},22.047545245115582,null,290000,84.462959340020063]
[null,291,1.5003280096080297E-4,2.0043222950105071E-4,7.5016400480401488,10.019441944779757,11.021386139257734,37.508200240200743,50.097209723898779,55.106930696288664,75.016400480401487,100.19441944779756,110.21386139257733,{"$f":"Input!$F$21*C301","v":15.003280096080298},{"$f":"Input!$F$21*D301","v":20.043222950105072},22.047545245115582,null,291000,84.754210923951163]
[null,292,1.4723283270856699E-4,1.997322374379917E-4,7.3616416354283496,9.9844499185218751,10.982894910374064,36.808208177141751,49.922249592609376,54.91447455187032,73.616416354283501,99.844499185218751,109.82894910374064,{"$f":"Input!$F$21*C302","v":14.723283270856699},{"$f":"Input!$F$21*D302","v":19.973223743799171},21.97054611817909,null,292000,85.045462507882263]
[null,293,1.4443286445633098E-4,1.997322374379917E-4,7.2216432228165495,9.9844499185218751,10.982894910374064,36.108216114082744,49.922249592609376,54.91447455187032,72.216432228165488,99.844499185218751,109.82894910374064,{"$f":"Input!$F$21*C303","v":14.443286445633099},{"$f":"Input!$F$21*D303","v":19.973223743799171},21.97054611817909,null,293000,85.336714091813377]
[null,294,1.4303288033021302E-4,1.997322374379917E-4,7.1516440165106507,9.9844499185218751,10.982894910374064,35.758220082553258,49.922249592609376,54.91447455187032,71.516440165106516,99.844499185218751,109.82894910374064,{"$f":"Input!$F$21*C304","v":14.303288033021301},{"$f":"Input!$F$21*D304","v":19.973223743799171},21.97054611817909,null,294000,85.627965675744477]
[null,295,1.4093290414103602E-4,1.997322374379917E-4,7.0466452070518013,9.9844499185218751,10.982894910374064,35.233226035259001,49.922249592609376,54.91447455187032,70.466452070518002,99.844499185218751,109.82894910374064,{"$f":"Input!$F$21*C305","v":14.093290414103603},{"$f":"Input!$F$21*D305","v":19.973223743799171},21.97054611817909,null,295000,85.919217259675577]
[null,296,1.4023291207797704E-4,1.997322374379917E-4,7.0116456038988515,9.9844499185218751,10.982894910374064,35.058228019494258,49.922249592609376,54.91447455187032,70.116456038988517,99.844499185218751,109.82894910374064,{"$f":"Input!$F$21*C306","v":14.023291207797703},{"$f":"Input!$F$21*D306","v":19.973223743799171},21.97054611817909,null,296000,86.210468843606677]
[null,297,1.3953292001491803E-4,1.997322374379917E-4,6.9766460007459017,9.9844499185218751,10.982894910374064,34.883230003729508,49.922249592609376,54.91447455187032,69.766460007459017,99.844499185218751,109.82894910374064,{"$f":"Input!$F$21*C307","v":13.953292001491803},{"$f":"Input!$F$21*D307","v":19.973223743799171},21.97054611817909,null,297000,86.501720427537791]
[null,298,1.3813293588880004E-4,1.997322374379917E-4,6.9066467944400021,9.9844499185218751,10.982894910374064,34.533233972200009,49.922249592609376,54.91447455187032,69.066467944400017,99.844499185218751,109.82894910374064,{"$f":"Input!$F$21*C308","v":13.813293588880004},{"$f":"Input!$F$21*D308","v":19.973223743799171},21.97054611817909,null,298000,86.792972011468891]
[null,299,1.3813293588880004E-4,1.997322374379917E-4,6.9066467944400021,9.9844499185218751,10.982894910374064,34.533233972200009,49.922249592609376,54.91447455187032,69.066467944400017,99.844499185218751,109.82894910374064,{"$f":"Input!$F$21*C309","v":13.813293588880004},{"$f":"Input!$F$21*D309","v":19.973223743799171},21.97054611817909,null,299000,87.08422359539999]
[null,300,1.3953292001491803E-4,1.997322374379917E-4,6.9766460007459017,9.9844499185218751,10.982894910374064,34.883230003729508,49.922249592609376,54.91447455187032,69.766460007459017,99.844499185218751,109.82894910374064,{"$f":"Input!$F$21*C310","v":13.953292001491803},{"$f":"Input!$F$21*D310","v":19.973223743799171},21.97054611817909,null,300000,87.37547517933109]
[null,301,1.4163289620409503E-4,1.997322374379917E-4,7.0816448102047511,9.9844499185218751,10.982894910374064,35.408224051023758,49.922249592609376,54.91447455187032,70.816448102047516,99.844499185218751,109.82894910374064,{"$f":"Input!$F$21*C311","v":14.163289620409502},{"$f":"Input!$F$21*D311","v":19.973223743799171},21.97054611817909,null,301000,87.666726763262204]
[null,302,1.4163289620409503E-4,1.997322374379917E-4,7.0816448102047511,9.9844499185218751,10.982894910374064,35.408224051023758,49.922249592609376,54.91447455187032,70.816448102047516,99.844499185218751,109.82894910374064,{"$f":"Input!$F$21*C312","v":14.163289620409502},{"$f":"Input!$F$21*D312","v":19.973223743799171},21.97054611817909,null,302000,87.957978347193304]
[null,303,1.4093290414103602E-4,1.9903224537493269E-4,7.0466452070518013,9.9494578922639949,10.944403681490396,35.233226035259001,49.747289461319973,54.722018407451976,70.466452070518002,99.494578922639946,109.44403681490395,{"$f":"Input!$F$21*C313","v":14.093290414103603},{"$f":"Input!$F$21*D313","v":19.903224537493269},21.893546991242598,null,303000,88.249229931124404]
[null,304,1.4163289620409503E-4,1.9903224537493269E-4,7.0816448102047511,9.9494578922639949,10.944403681490396,35.408224051023758,49.747289461319973,54.722018407451976,70.816448102047516,99.494578922639946,109.44403681490395,{"$f":"Input!$F$21*C314","v":14.163289620409502},{"$f":"Input!$F$21*D314","v":19.903224537493269},21.893546991242598,null,304000,88.540481515055504]
[null,305,1.4373287239327203E-4,1.9903224537493269E-4,7.1866436196636014,9.9494578922639949,10.944403681490396,35.933218098318008,49.747289461319973,54.722018407451976,71.866436196636016,99.494578922639946,109.44403681490395,{"$f":"Input!$F$21*C315","v":14.373287239327203},{"$f":"Input!$F$21*D315","v":19.903224537493269},21.893546991242598,null,305000,88.831733098986618]
[null,306,1.4373287239327203E-4,1.9903224537493269E-4,7.1866436196636014,9.9494578922639949,10.944403681490396,35.933218098318008,49.747289461319973,54.722018407451976,71.866436196636016,99.494578922639946,109.44403681490395,{"$f":"Input!$F$21*C316","v":14.373287239327203},{"$f":"Input!$F$21*D316","v":19.903224537493269},21.893546991242598,null,306000,89.122984682917718]
[null,307,1.4513285651938999E-4,1.9903224537493269E-4,7.2566428259694993,9.9494578922639949,10.944403681490396,36.283214129847501,49.747289461319973,54.722018407451976,72.566428259695002,99.494578922639946,109.44403681490395,{"$f":"Input!$F$21*C317","v":14.513285651938999},{"$f":"Input!$F$21*D317","v":19.903224537493269},21.893546991242598,null,307000,89.414236266848818]
[null,308,1.4513285651938999E-4,1.9903224537493269E-4,7.2566428259694993,9.9494578922639949,10.944403681490396,36.283214129847501,49.747289461319973,54.722018407451976,72.566428259695002,99.494578922639946,109.44403681490395,{"$f":"Input!$F$21*C318","v":14.513285651938999},{"$f":"Input!$F$21*D318","v":19.903224537493269},21.893546991242598,null,308000,89.705487850779917]
[null,309,1.4443286445633098E-4,1.9903224537493269E-4,7.2216432228165495,9.9494578922639949,10.944403681490396,36.108216114082744,49.747289461319973,54.722018407451976,72.216432228165488,99.494578922639946,109.44403681490395,{"$f":"Input!$F$21*C319","v":14.443286445633099},{"$f":"Input!$F$21*D319","v":19.903224537493269},21.893546991242598,null,309000,89.996739434711031]
[null,310,1.4443286445633098E-4,1.9903224537493269E-4,7.2216432228165495,9.9494578922639949,10.944403681490396,36.108216114082744,49.747289461319973,54.722018407451976,72.216432228165488,99.494578922639946,109.44403681490395,{"$f":"Input!$F$21*C320","v":14.443286445633099},{"$f":"Input!$F$21*D320","v":19.903224537493269},21.893546991242598,null,310000,90.287991018642131]
[null,311,1.5143278508692097E-4,1.9903224537493269E-4,7.5716392543460485,9.9494578922639949,10.944403681490396,37.858196271730243,49.747289461319973,54.722018407451976,75.716392543460486,99.494578922639946,109.44403681490395,{"$f":"Input!$F$21*C321","v":15.143278508692097},{"$f":"Input!$F$21*D321","v":19.903224537493269},21.893546991242598,null,311000,90.579242602573231]
[null,312,1.5003280096080297E-4,1.9903224537493269E-4,7.5016400480401488,9.9494578922639949,10.944403681490396,37.508200240200743,49.747289461319973,54.722018407451976,75.016400480401487,99.494578922639946,109.44403681490395,{"$f":"Input!$F$21*C322","v":15.003280096080298},{"$f":"Input!$F$21*D322","v":19.903224537493269},21.893546991242598,null,312000,90.870494186504331]
[null,313,1.4653284064550798E-4,1.9903224537493269E-4,7.3266420322753989,9.9494578922639949,10.944403681490396,36.633210161376994,49.747289461319973,54.722018407451976,73.266420322753987,99.494578922639946,109.44403681490395,{"$f":"Input!$F$21*C323","v":14.653284064550798},{"$f":"Input!$F$21*D323","v":19.903224537493269},21.893546991242598,null,313000,91.161745770435445]
[null,314,1.5073279302386196E-4,1.9903224537493269E-4,7.5366396511930978,9.9494578922639949,10.944403681490396,37.683198255965486,49.747289461319973,54.722018407451976,75.366396511930972,99.494578922639946,109.44403681490395,{"$f":"Input!$F$21*C324","v":15.073279302386196},{"$f":"Input!$F$21*D324","v":19.903224537493269},21.893546991242598,null,314000,91.452997354366545]
[null,315,1.5703272159139296E-4,1.9903224537493269E-4,7.8516360795696478,9.9494578922639949,10.944403681490396,39.258180397848243,49.747289461319973,54.722018407451976,78.516360795696485,99.494578922639946,109.44403681490395,{"$f":"Input!$F$21*C325","v":15.703272159139296},{"$f":"Input!$F$21*D325","v":19.903224537493269},21.893546991242598,null,315000,91.744248938297645]
[null,316,1.5633272952833395E-4,1.9903224537493269E-4,7.8166364764166971,9.9494578922639949,10.944403681490396,39.083182382083486,49.747289461319973,54.722018407451976,78.166364764166971,99.494578922639946,109.44403681490395,{"$f":"Input!$F$21*C326","v":15.633272952833394},{"$f":"Input!$F$21*D326","v":19.903224537493269},21.893546991242598,null,316000,92.035500522228745]
[null,317,1.5073279302386196E-4,1.9903224537493269E-4,7.5366396511930978,9.9494578922639949,10.944403681490396,37.683198255965486,49.747289461319973,54.722018407451976,75.366396511930972,99.494578922639946,109.44403681490395,{"$f":"Input!$F$21*C327","v":15.073279302386196},{"$f":"Input!$F$21*D327","v":19.903224537493269},21.893546991242598,null,317000,92.326752106159859]
[null,318,1.4723283270856699E-4,1.9833225331187371E-4,7.3616416354283496,9.9144658660061165,10.90591245260673,36.808208177141751,49.572329330030584,54.529562263033647,73.616416354283501,99.144658660061168,109.05912452606729,{"$f":"Input!$F$21*C328","v":14.723283270856699},{"$f":"Input!$F$21*D328","v":19.833225331187371},21.816547864306109,null,318000,92.618003690090958]
[null,319,1.4373287239327203E-4,1.9833225331187371E-4,7.1866436196636014,9.9144658660061165,10.90591245260673,35.933218098318008,49.572329330030584,54.529562263033647,71.866436196636016,99.144658660061168,109.05912452606729,{"$f":"Input!$F$21*C329","v":14.373287239327203},{"$f":"Input!$F$21*D329","v":19.833225331187371},21.816547864306109,null,319000,92.909255274022058]
[null,320,1.4373287239327203E-4,1.9833225331187371E-4,7.1866436196636014,9.9144658660061165,10.90591245260673,35.933218098318008,49.572329330030584,54.529562263033647,71.866436196636016,99.144658660061168,109.05912452606729,{"$f":"Input!$F$21*C330","v":14.373287239327203},{"$f":"Input!$F$21*D330","v":19.833225331187371},21.816547864306109,null,320000,93.200506857953158]
[null,321,1.4233288826715404E-4,1.9833225331187371E-4,{"$f":"$E$9*C331","v":7.1166444133577018},9.9144658660061165,{"$f":"F331*1.1","v":10.90591245260673},{"$f":"$H$9*C331","v":35.583222066788508},49.572329330030584,{"$f":"I331*1.1","v":54.529562263033647},{"$f":"$K$9*C331","v":71.166444133577016},99.144658660061168,{"$f":"L331*1.1","v":109.05912452606729},{"$f":"Input!$F$21*C331","v":14.233288826715404},{"$f":"Input!$F$21*D331","v":19.833225331187371},21.816547864306109,null,321000,{"$f":"$V$15*R331+$V$16","v":93.491758441884272}]
[null,322,1.4233288826715404E-4,1.9833225331187371E-4,7.1166444133577018,9.9144658660061165,10.90591245260673,35.583222066788508,49.572329330030584,54.529562263033647,71.166444133577016,99.144658660061168,109.05912452606729,{"$f":"Input!$F$21*C332","v":14.233288826715404},{"$f":"Input!$F$21*D332","v":19.833225331187371},{"$f":"O332*1.1","v":21.816547864306109},null,322000,93.783010025815372]
[null,323,1.4443286445633098E-4,1.9833225331187371E-4,7.2216432228165495,9.9144658660061165,10.90591245260673,36.108216114082744,49.572329330030584,54.529562263033647,72.216432228165488,99.144658660061168,109.05912452606729,{"$f":"Input!$F$21*C333","v":14.443286445633099},{"$f":"Input!$F$21*D333","v":19.833225331187371},21.816547864306109,null,323000,94.074261609746472]
[null,324,1.4513285651938999E-4,1.9833225331187371E-4,7.2566428259694993,9.9144658660061165,10.90591245260673,36.283214129847501,49.572329330030584,54.529562263033647,72.566428259695002,99.144658660061168,109.05912452606729,{"$f":"Input!$F$21*C334","v":14.513285651938999},{"$f":"Input!$F$21*D334","v":19.833225331187371},21.816547864306109,null,324000,94.365513193677572]
[null,325,1.4513285651938999E-4,1.9833225331187371E-4,7.2566428259694993,9.9144658660061165,10.90591245260673,36.283214129847501,49.572329330030584,54.529562263033647,72.566428259695002,99.144658660061168,109.05912452606729,{"$f":"Input!$F$21*C335","v":14.513285651938999},{"$f":"Input!$F$21*D335","v":19.833225331187371},21.816547864306109,null,325000,94.656764777608686]
[null,326,1.4583284858244903E-4,1.976322612488147E-4,7.2916424291224518,9.8794738397482362,10.86742122372306,36.458212145612258,49.397369198741181,54.337106118615303,72.916424291224516,98.794738397482362,108.67421223723061,{"$f":"Input!$F$21*C336","v":14.583284858244904},{"$f":"Input!$F$21*D336","v":19.76322612488147},21.739548737369617,null,326000,94.948016361539786]
[null,327,1.4863281683468498E-4,1.976322612488147E-4,7.4316408417342492,9.8794738397482362,10.86742122372306,37.158204208671243,49.397369198741181,54.337106118615303,74.316408417342487,98.794738397482362,108.67421223723061,{"$f":"Input!$F$21*C337","v":14.863281683468498},{"$f":"Input!$F$21*D337","v":19.76322612488147},21.739548737369617,null,327000,95.239267945470885]
[null,328,1.5213277714997998E-4,1.976322612488147E-4,7.6066388574989992,9.8794738397482362,10.86742122372306,38.033194287494993,49.397369198741181,54.337106118615303,76.066388574989986,98.794738397482362,108.67421223723061,{"$f":"Input!$F$21*C338","v":15.213277714997998},{"$f":"Input!$F$21*D338","v":19.76322612488147},21.739548737369617,null,328000,95.530519529401985]
[null,329,1.5143278508692097E-4,1.976322612488147E-4,7.5716392543460485,9.8794738397482362,10.86742122372306,37.858196271730243,49.397369198741181,54.337106118615303,75.716392543460486,98.794738397482362,108.67421223723061,{"$f":"Input!$F$21*C339","v":15.143278508692097},{"$f":"Input!$F$21*D339","v":19.76322612488147},21.739548737369617,null,329000,95.821771113333099]
[null,330,1.5003280096080297E-4,1.976322612488147E-4,7.5016400480401488,9.8794738397482362,10.86742122372306,37.508200240200743,49.397369198741181,54.337106118615303,75.016400480401487,98.794738397482362,108.67421223723061,{"$f":"Input!$F$21*C340","v":15.003280096080298},{"$f":"Input!$F$21*D340","v":19.76322612488147},21.739548737369617,null,330000,96.113022697264199]
[null,331,1.5003280096080297E-4,1.976322612488147E-4,7.5016400480401488,9.8794738397482362,10.86742122372306,37.508200240200743,49.397369198741181,54.337106118615303,75.016400480401487,98.794738397482362,108.67421223723061,{"$f":"Input!$F$21*C341","v":15.003280096080298},{"$f":"Input!$F$21*D341","v":19.76322612488147},21.739548737369617,null,331000,96.404274281195299]
[null,332,1.5073279302386196E-4,1.976322612488147E-4,7.5366396511930978,9.8794738397482362,10.86742122372306,37.683198255965486,49.397369198741181,54.337106118615303,75.366396511930972,98.794738397482362,108.67421223723061,{"$f":"Input!$F$21*C342","v":15.073279302386196},{"$f":"Input!$F$21*D342","v":19.76322612488147},21.739548737369617,null,332000,96.695525865126399]
[null,333,1.5633272952833395E-4,1.976322612488147E-4,7.8166364764166971,9.8794738397482362,10.86742122372306,39.083182382083486,49.397369198741181,54.337106118615303,78.166364764166971,98.794738397482362,108.67421223723061,{"$f":"Input!$F$21*C343","v":15.633272952833394},{"$f":"Input!$F$21*D343","v":19.76322612488147},21.739548737369617,null,333000,96.986777449057513]
[null,334,1.5563273746527491E-4,1.976322612488147E-4,7.7816368732637455,9.8794738397482362,10.86742122372306,38.908184366318729,49.397369198741181,54.337106118615303,77.816368732637457,98.794738397482362,108.67421223723061,{"$f":"Input!$F$21*C344","v":15.563273746527491},{"$f":"Input!$F$21*D344","v":19.76322612488147},21.739548737369617,null,334000,97.278029032988613]
[null,335,1.5633272952833395E-4,1.976322612488147E-4,7.8166364764166971,9.8794738397482362,10.86742122372306,39.083182382083486,49.397369198741181,54.337106118615303,78.166364764166971,98.794738397482362,108.67421223723061,{"$f":"Input!$F$21*C345","v":15.633272952833394},{"$f":"Input!$F$21*D345","v":19.76322612488147},21.739548737369617,null,335000,97.569280616919713]
[null,336,1.5003280096080297E-4,1.976322612488147E-4,7.5016400480401488,9.8794738397482362,10.86742122372306,37.508200240200743,49.397369198741181,54.337106118615303,75.016400480401487,98.794738397482362,108.67421223723061,{"$f":"Input!$F$21*C346","v":15.003280096080298},{"$f":"Input!$F$21*D346","v":19.76322612488147},21.739548737369617,null,336000,97.860532200850813]
[null,337,1.3953292001491803E-4,1.976322612488147E-4,6.9766460007459017,9.8794738397482362,10.86742122372306,34.883230003729508,49.397369198741181,54.337106118615303,69.766460007459017,98.794738397482362,108.67421223723061,{"$f":"Input!$F$21*C347","v":13.953292001491803},{"$f":"Input!$F$21*D347","v":19.76322612488147},21.739548737369617,null,337000,98.151783784781927]
[null,338,1.3813293588880004E-4,1.976322612488147E-4,6.9066467944400021,9.8794738397482362,10.86742122372306,34.533233972200009,49.397369198741181,54.337106118615303,69.066467944400017,98.794738397482362,108.67421223723061,{"$f":"Input!$F$21*C348","v":13.813293588880004},{"$f":"Input!$F$21*D348","v":19.76322612488147},21.739548737369617,null,338000,98.443035368713026]
[null,339,1.3953292001491803E-4,1.976322612488147E-4,6.9766460007459017,9.8794738397482362,10.86742122372306,34.883230003729508,49.397369198741181,54.337106118615303,69.766460007459017,98.794738397482362,108.67421223723061,{"$f":"Input!$F$21*C349","v":13.953292001491803},{"$f":"Input!$F$21*D349","v":19.76322612488147},21.739548737369617,null,339000,98.734286952644126]
[null,340,1.4443286445633098E-4,1.976322612488147E-4,7.2216432228165495,9.8794738397482362,10.86742122372306,36.108216114082744,49.397369198741181,54.337106118615303,72.216432228165488,98.794738397482362,108.67421223723061,{"$f":"Input!$F$21*C350","v":14.443286445633099},{"$f":"Input!$F$21*D350","v":19.76322612488147},21.739548737369617,null,340000,99.025538536575226]
[null,341,1.4863281683468498E-4,1.976322612488147E-4,7.4316408417342492,9.8794738397482362,10.86742122372306,37.158204208671243,49.397369198741181,54.337106118615303,74.316408417342487,98.794738397482362,108.67421223723061,{"$f":"Input!$F$21*C351","v":14.863281683468498},{"$f":"Input!$F$21*D351","v":19.76322612488147},21.739548737369617,null,341000,99.31679012050634]
[null,342,1.5143278508692097E-4,1.976322612488147E-4,7.5716392543460485,9.8794738397482362,10.86742122372306,37.858196271730243,49.397369198741181,54.337106118615303,75.716392543460486,98.794738397482362,108.67421223723061,{"$f":"Input!$F$21*C352","v":15.143278508692097},{"$f":"Input!$F$21*D352","v":19.76322612488147},21.739548737369617,null,342000,99.60804170443744]
[null,343,1.5143278508692097E-4,1.9693226918575575E-4,7.5716392543460485,9.844481813490356,10.828929994839392,37.858196271730243,49.222409067451778,54.144649974196959,75.716392543460486,98.444818134903556,108.28929994839392,{"$f":"Input!$F$21*C353","v":15.143278508692097},{"$f":"Input!$F$21*D353","v":19.693226918575576},21.662549610433135,null,343000,99.89929328836854]
[null,344,1.5283276921303896E-4,1.9693226918575575E-4,7.6416384606519481,9.844481813490356,10.828929994839392,38.208192303259736,49.222409067451778,54.144649974196959,76.416384606519472,98.444818134903556,108.28929994839392,{"$f":"Input!$F$21*C354","v":15.283276921303896},{"$f":"Input!$F$21*D354","v":19.693226918575576},21.662549610433135,null,344000,100.19054487229964]
[null,345,1.5283276921303896E-4,1.9693226918575575E-4,7.6416384606519481,9.844481813490356,10.828929994839392,38.208192303259736,49.222409067451778,54.144649974196959,76.416384606519472,98.444818134903556,108.28929994839392,{"$f":"Input!$F$21*C355","v":15.283276921303896},{"$f":"Input!$F$21*D355","v":19.693226918575576},21.662549610433135,null,345000,100.48179645623075]
[null,346,1.5143278508692097E-4,1.9693226918575575E-4,7.5716392543460485,9.844481813490356,10.828929994839392,37.858196271730243,49.222409067451778,54.144649974196959,75.716392543460486,98.444818134903556,108.28929994839392,{"$f":"Input!$F$21*C356","v":15.143278508692097},{"$f":"Input!$F$21*D356","v":19.693226918575576},21.662549610433135,null,346000,100.77304804016185]
[null,347,1.4583284858244903E-4,1.9693226918575575E-4,7.2916424291224518,9.844481813490356,10.828929994839392,36.458212145612258,49.222409067451778,54.144649974196959,72.916424291224516,98.444818134903556,108.28929994839392,{"$f":"Input!$F$21*C357","v":14.583284858244904},{"$f":"Input!$F$21*D357","v":19.693226918575576},21.662549610433135,null,347000,101.06429962409295]
[null,348,1.4163289620409503E-4,1.9693226918575575E-4,7.0816448102047511,9.844481813490356,10.828929994839392,35.408224051023758,49.222409067451778,54.144649974196959,70.816448102047516,98.444818134903556,108.28929994839392,{"$f":"Input!$F$21*C358","v":14.163289620409502},{"$f":"Input!$F$21*D358","v":19.693226918575576},21.662549610433135,null,348000,101.35555120802405]
[null,349,1.4443286445633098E-4,1.9693226918575575E-4,7.2216432228165495,9.844481813490356,10.828929994839392,36.108216114082744,49.222409067451778,54.144649974196959,72.216432228165488,98.444818134903556,108.28929994839392,{"$f":"Input!$F$21*C359","v":14.443286445633099},{"$f":"Input!$F$21*D359","v":19.693226918575576},21.662549610433135,null,349000,101.64680279195517]
[null,350,1.4513285651938999E-4,1.9693226918575575E-4,7.2566428259694993,9.844481813490356,10.828929994839392,36.283214129847501,49.222409067451778,54.144649974196959,72.566428259695002,98.444818134903556,108.28929994839392,{"$f":"Input!$F$21*C360","v":14.513285651938999},{"$f":"Input!$F$21*D360","v":19.693226918575576},21.662549610433135,null,350000,101.93805437588627]
[null,351,1.4303288033021302E-4,1.9623227712269674E-4,7.1516440165106507,9.809489787232474,10.790438765955722,35.758220082553258,49.047448936162375,53.952193829778615,71.516440165106516,98.094897872324751,107.90438765955723,{"$f":"Input!$F$21*C361","v":14.303288033021301},{"$f":"Input!$F$21*D361","v":19.623227712269674},21.585550483496643,null,351000,102.22930595981737]
[null,352,1.4023291207797704E-4,1.9623227712269674E-4,7.0116456038988515,9.809489787232474,10.790438765955722,35.058228019494258,49.047448936162375,53.952193829778615,70.116456038988517,98.094897872324751,107.90438765955723,{"$f":"Input!$F$21*C362","v":14.023291207797703},{"$f":"Input!$F$21*D362","v":19.623227712269674},21.585550483496643,null,352000,102.52055754374847]
[null,353,1.4023291207797704E-4,1.9623227712269674E-4,7.0116456038988515,9.809489787232474,10.790438765955722,35.058228019494258,49.047448936162375,53.952193829778615,70.116456038988517,98.094897872324751,107.90438765955723,{"$f":"Input!$F$21*C363","v":14.023291207797703},{"$f":"Input!$F$21*D363","v":19.623227712269674},21.585550483496643,null,353000,102.81180912767958]
[null,354,1.4093290414103602E-4,1.9623227712269674E-4,7.0466452070518013,9.809489787232474,10.790438765955722,35.233226035259001,49.047448936162375,53.952193829778615,70.466452070518002,98.094897872324751,107.90438765955723,{"$f":"Input!$F$21*C364","v":14.093290414103603},{"$f":"Input!$F$21*D364","v":19.623227712269674},21.585550483496643,null,354000,103.10306071161068]
[null,355,1.4373287239327203E-4,1.9623227712269674E-4,7.1866436196636014,9.809489787232474,10.790438765955722,35.933218098318008,49.047448936162375,53.952193829778615,71.866436196636016,98.094897872324751,107.90438765955723,{"$f":"Input!$F$21*C365","v":14.373287239327203},{"$f":"Input!$F$21*D365","v":19.623227712269674},21.585550483496643,null,355000,103.39431229554178]
[null,356,1.4303288033021302E-4,1.9623227712269674E-4,7.1516440165106507,9.809489787232474,10.790438765955722,35.758220082553258,49.047448936162375,53.952193829778615,71.516440165106516,98.094897872324751,107.90438765955723,{"$f":"Input!$F$21*C366","v":14.303288033021301},{"$f":"Input!$F$21*D366","v":19.623227712269674},21.585550483496643,null,356000,103.68556387947288]
[null,357,1.4233288826715404E-4,1.9623227712269674E-4,7.1166444133577018,9.809489787232474,10.790438765955722,35.583222066788508,49.047448936162375,53.952193829778615,71.166444133577016,98.094897872324751,107.90438765955723,{"$f":"Input!$F$21*C367","v":14.233288826715404},{"$f":"Input!$F$21*D367","v":19.623227712269674},21.585550483496643,null,357000,103.97681546340399]
[null,358,1.3953292001491803E-4,1.9623227712269674E-4,6.9766460007459017,9.809489787232474,10.790438765955722,34.883230003729508,49.047448936162375,53.952193829778615,69.766460007459017,98.094897872324751,107.90438765955723,{"$f":"Input!$F$21*C368","v":13.953292001491803},{"$f":"Input!$F$21*D368","v":19.623227712269674},21.585550483496643,null,358000,104.26806704733509]
[null,359,1.4023291207797704E-4,1.9623227712269674E-4,7.0116456038988515,9.809489787232474,10.790438765955722,35.058228019494258,49.047448936162375,53.952193829778615,70.116456038988517,98.094897872324751,107.90438765955723,{"$f":"Input!$F$21*C369","v":14.023291207797703},{"$f":"Input!$F$21*D369","v":19.623227712269674},21.585550483496643,null,359000,104.55931863126619]
[null,360,1.4233288826715404E-4,1.9623227712269674E-4,7.1166444133577018,9.809489787232474,10.790438765955722,35.583222066788508,49.047448936162375,53.952193829778615,71.166444133577016,98.094897872324751,107.90438765955723,{"$f":"Input!$F$21*C370","v":14.233288826715404},{"$f":"Input!$F$21*D370","v":19.623227712269674},21.585550483496643,null,360000,104.85057021519729]
[null,361,1.3953292001491803E-4,1.9623227712269674E-4,6.9766460007459017,9.809489787232474,10.790438765955722,34.883230003729508,49.047448936162375,53.952193829778615,69.766460007459017,98.094897872324751,107.90438765955723,{"$f":"Input!$F$21*C371","v":13.953292001491803},{"$f":"Input!$F$21*D371","v":19.623227712269674},21.585550483496643,null,361000,105.14182179912841]
[null,362,1.4093290414103602E-4,1.9623227712269674E-4,7.0466452070518013,9.809489787232474,10.790438765955722,35.233226035259001,49.047448936162375,53.952193829778615,70.466452070518002,98.094897872324751,107.90438765955723,{"$f":"Input!$F$21*C372","v":14.093290414103603},{"$f":"Input!$F$21*D372","v":19.623227712269674},21.585550483496643,null,362000,105.43307338305951]
[null,363,1.4163289620409503E-4,1.9623227712269674E-4,7.0816448102047511,9.809489787232474,10.790438765955722,35.408224051023758,49.047448936162375,53.952193829778615,70.816448102047516,98.094897872324751,107.90438765955723,{"$f":"Input!$F$21*C373","v":14.163289620409502},{"$f":"Input!$F$21*D373","v":19.623227712269674},21.585550483496643,null,363000,105.72432496699061]
[null,364,1.4303288033021302E-4,1.955322850596377E-4,7.1516440165106507,9.7744977609745938,10.751947537072054,35.758220082553258,48.872488804872972,53.759737685360271,71.516440165106516,97.744977609745945,107.51947537072054,{"$f":"Input!$F$21*C374","v":14.303288033021301},{"$f":"Input!$F$21*D374","v":19.553228505963769},21.508551356560147,null,364000,106.01557655092171]
[null,365,1.4583284858244903E-4,1.955322850596377E-4,7.2916424291224518,9.7744977609745938,10.751947537072054,36.458212145612258,48.872488804872972,53.759737685360271,72.916424291224516,97.744977609745945,107.51947537072054,{"$f":"Input!$F$21*C375","v":14.583284858244904},{"$f":"Input!$F$21*D375","v":19.553228505963769},21.508551356560147,null,365000,106.30682813485282]
[null,366,1.4793282477162597E-4,1.955322850596377E-4,7.3966412385812985,9.7744977609745938,10.751947537072054,36.983206192906493,48.872488804872972,53.759737685360271,73.966412385812987,97.744977609745945,107.51947537072054,{"$f":"Input!$F$21*C376","v":14.793282477162597},{"$f":"Input!$F$21*D376","v":19.553228505963769},21.508551356560147,null,366000,106.59807971878392]
[null,367,1.4933280889774397E-4,1.955322850596377E-4,7.4666404448871981,9.7744977609745938,10.751947537072054,37.333202224435993,48.872488804872972,53.759737685360271,74.666404448871987,97.744977609745945,107.51947537072054,{"$f":"Input!$F$21*C377","v":14.933280889774396},{"$f":"Input!$F$21*D377","v":19.553228505963769},21.508551356560147,null,367000,106.88933130271502]
[null,368,1.4863281683468498E-4,1.955322850596377E-4,7.4316408417342492,9.7744977609745938,10.751947537072054,37.158204208671243,48.872488804872972,53.759737685360271,74.316408417342487,97.744977609745945,107.51947537072054,{"$f":"Input!$F$21*C378","v":14.863281683468498},{"$f":"Input!$F$21*D378","v":19.553228505963769},21.508551356560147,null,368000,107.18058288664612]
[null,369,1.4933280889774397E-4,1.955322850596377E-4,7.4666404448871981,9.7744977609745938,10.751947537072054,37.333202224435993,48.872488804872972,53.759737685360271,74.666404448871987,97.744977609745945,107.51947537072054,{"$f":"Input!$F$21*C379","v":14.933280889774396},{"$f":"Input!$F$21*D379","v":19.553228505963769},21.508551356560147,null,369000,107.47183447057724]
[null,370,1.5213277714997998E-4,1.955322850596377E-4,7.6066388574989992,9.7744977609745938,10.751947537072054,38.033194287494993,48.872488804872972,53.759737685360271,76.066388574989986,97.744977609745945,107.51947537072054,{"$f":"Input!$F$21*C380","v":15.213277714997998},{"$f":"Input!$F$21*D380","v":19.553228505963769},21.508551356560147,null,370000,107.76308605450834]
[null,371,1.5493274540221596E-4,1.955322850596377E-4,7.7466372701107975,9.7744977609745938,10.751947537072054,38.733186350553993,48.872488804872972,53.759737685360271,77.466372701107986,97.744977609745945,107.51947537072054,{"$f":"Input!$F$21*C381","v":15.493274540221595},{"$f":"Input!$F$21*D381","v":19.553228505963769},21.508551356560147,null,371000,108.05433763843943]
[null,372,1.5283276921303896E-4,1.955322850596377E-4,7.6416384606519481,9.7744977609745938,10.751947537072054,38.208192303259736,48.872488804872972,53.759737685360271,76.416384606519472,97.744977609745945,107.51947537072054,{"$f":"Input!$F$21*C382","v":15.283276921303896},{"$f":"Input!$F$21*D382","v":19.553228505963769},21.508551356560147,null,372000,108.34558922237053]
[null,373,1.4863281683468498E-4,1.955322850596377E-4,7.4316408417342492,9.7744977609745938,10.751947537072054,37.158204208671243,48.872488804872972,53.759737685360271,74.316408417342487,97.744977609745945,107.51947537072054,{"$f":"Input!$F$21*C383","v":14.863281683468498},{"$f":"Input!$F$21*D383","v":19.553228505963769},21.508551356560147,null,373000,108.63684080630165]
[null,374,1.4583284858244903E-4,1.955322850596377E-4,7.2916424291224518,9.7744977609745938,10.751947537072054,36.458212145612258,48.872488804872972,53.759737685360271,72.916424291224516,97.744977609745945,107.51947537072054,{"$f":"Input!$F$21*C384","v":14.583284858244904},{"$f":"Input!$F$21*D384","v":19.553228505963769},21.508551356560147,null,374000,108.92809239023275]
[null,375,1.4653284064550798E-4,1.955322850596377E-4,7.3266420322753989,9.7744977609745938,10.751947537072054,36.633210161376994,48.872488804872972,53.759737685360271,73.266420322753987,97.744977609745945,107.51947537072054,{"$f":"Input!$F$21*C385","v":14.653284064550798},{"$f":"Input!$F$21*D385","v":19.553228505963769},21.508551356560147,null,375000,109.21934397416385]
[null,376,1.4723283270856699E-4,1.955322850596377E-4,7.3616416354283496,9.7744977609745938,10.751947537072054,36.808208177141751,48.872488804872972,53.759737685360271,73.616416354283501,97.744977609745945,107.51947537072054,{"$f":"Input!$F$21*C386","v":14.723283270856699},{"$f":"Input!$F$21*D386","v":19.553228505963769},21.508551356560147,null,376000,109.51059555809495]
[null,377,1.4723283270856699E-4,1.9483229299657875E-4,7.3616416354283496,9.7395057347167153,10.713456308188388,36.808208177141751,48.697528673583584,53.567281540941948,73.616416354283501,97.395057347167167,107.1345630818839,{"$f":"Input!$F$21*C387","v":14.723283270856699},{"$f":"Input!$F$21*D387","v":19.483229299657875},21.431552229623666,null,377000,109.80184714202606]
[null,378,1.4723283270856699E-4,1.9483229299657875E-4,7.3616416354283496,9.7395057347167153,10.713456308188388,36.808208177141751,48.697528673583584,53.567281540941948,73.616416354283501,97.395057347167167,107.1345630818839,{"$f":"Input!$F$21*C388","v":14.723283270856699},{"$f":"Input!$F$21*D388","v":19.483229299657875},21.431552229623666,null,378000,110.09309872595716]
[null,379,1.4723283270856699E-4,1.9483229299657875E-4,7.3616416354283496,9.7395057347167153,10.713456308188388,36.808208177141751,48.697528673583584,53.567281540941948,73.616416354283501,97.395057347167167,107.1345630818839,{"$f":"Input!$F$21*C389","v":14.723283270856699},{"$f":"Input!$F$21*D389","v":19.483229299657875},21.431552229623666,null,379000,110.38435030988826]
[null,380,1.4863281683468498E-4,1.9483229299657875E-4,7.4316408417342492,9.7395057347167153,10.713456308188388,37.158204208671243,48.697528673583584,53.567281540941948,74.316408417342487,97.395057347167167,107.1345630818839,{"$f":"Input!$F$21*C390","v":14.863281683468498},{"$f":"Input!$F$21*D390","v":19.483229299657875},21.431552229623666,null,380000,110.67560189381936]
[null,381,1.5003280096080297E-4,1.9483229299657875E-4,7.5016400480401488,9.7395057347167153,10.713456308188388,37.508200240200743,48.697528673583584,53.567281540941948,75.016400480401487,97.395057347167167,107.1345630818839,{"$f":"Input!$F$21*C391","v":15.003280096080298},{"$f":"Input!$F$21*D391","v":19.483229299657875},21.431552229623666,null,381000,110.96685347775048]
[null,382,1.5143278508692097E-4,1.9483229299657875E-4,7.5716392543460485,9.7395057347167153,10.713456308188388,37.858196271730243,48.697528673583584,53.567281540941948,75.716392543460486,97.395057347167167,107.1345630818839,{"$f":"Input!$F$21*C392","v":15.143278508692097},{"$f":"Input!$F$21*D392","v":19.483229299657875},21.431552229623666,null,382000,111.25810506168158]
[null,383,1.5283276921303896E-4,1.9483229299657875E-4,7.6416384606519481,9.7395057347167153,10.713456308188388,38.208192303259736,48.697528673583584,53.567281540941948,76.416384606519472,97.395057347167167,107.1345630818839,{"$f":"Input!$F$21*C393","v":15.283276921303896},{"$f":"Input!$F$21*D393","v":19.483229299657875},21.431552229623666,null,383000,111.54935664561268]
[null,384,1.5283276921303896E-4,1.9483229299657875E-4,7.6416384606519481,9.7395057347167153,10.713456308188388,38.208192303259736,48.697528673583584,53.567281540941948,76.416384606519472,97.395057347167167,107.1345630818839,{"$f":"Input!$F$21*C394","v":15.283276921303896},{"$f":"Input!$F$21*D394","v":19.483229299657875},21.431552229623666,null,384000,111.84060822954378]
[null,385,1.5703272159139296E-4,1.9483229299657875E-4,{"$f":"$E$9*C395","v":7.8516360795696478},9.7395057347167153,{"$f":"F395*1.1","v":10.713456308188388},{"$f":"$H$9*C395","v":39.258180397848243},48.697528673583584,{"$f":"I395*1.1","v":53.567281540941948},{"$f":"$K$9*C395","v":78.516360795696485},97.395057347167167,{"$f":"L395*1.1","v":107.1345630818839},{"$f":"Input!$F$21*C395","v":15.703272159139296},{"$f":"Input!$F$21*D395","v":19.483229299657875},21.431552229623666,null,385000,{"$f":"$V$15*R395+$V$16","v":112.13185981347489}]
[null,386,1.6193266603280591E-4,1.9483229299657875E-4,8.0966333016402956,9.7395057347167153,10.713456308188388,40.483166508201478,48.697528673583584,53.567281540941948,80.966333016402956,97.395057347167167,107.1345630818839,{"$f":"Input!$F$21*C396","v":16.193266603280591},{"$f":"Input!$F$21*D396","v":19.483229299657875},{"$f":"O396*1.1","v":21.431552229623666},null,386000,112.42311139740599]
[null,387,1.6613261841115989E-4,1.9483229299657875E-4,8.3066309205579945,9.7395057347167153,10.713456308188388,41.533154602789971,48.697528673583584,53.567281540941948,83.066309205579941,97.395057347167167,107.1345630818839,{"$f":"Input!$F$21*C397","v":16.613261841115989},{"$f":"Input!$F$21*D397","v":19.483229299657875},21.431552229623666,null,387000,112.71436298133709]
[null,388,1.6403264222198289E-4,1.9483229299657875E-4,8.2016321110991441,9.7395057347167153,10.713456308188388,41.008160555495721,48.697528673583584,53.567281540941948,82.016321110991441,97.395057347167167,107.1345630818839,{"$f":"Input!$F$21*C398","v":16.403264222198288},{"$f":"Input!$F$21*D398","v":19.483229299657875},21.431552229623666,null,388000,113.00561456526819]
[null,389,1.5983268984362891E-4,1.9483229299657875E-4,7.9916344921814453,9.7395057347167153,10.713456308188388,39.958172460907228,48.697528673583584,53.567281540941948,79.916344921814456,97.395057347167167,107.1345630818839,{"$f":"Input!$F$21*C399","v":15.983268984362891},{"$f":"Input!$F$21*D399","v":19.483229299657875},21.431552229623666,null,389000,113.2968661491993]
[null,390,1.5703272159139296E-4,1.9483229299657875E-4,7.8516360795696478,9.7395057347167153,10.713456308188388,39.258180397848243,48.697528673583584,53.567281540941948,78.516360795696485,97.395057347167167,107.1345630818839,{"$f":"Input!$F$21*C400","v":15.703272159139296},{"$f":"Input!$F$21*D400","v":19.483229299657875},21.431552229623666,null,390000,113.5881177331304]
[null,391,1.5493274540221596E-4,1.9483229299657875E-4,7.7466372701107975,9.7395057347167153,10.713456308188388,38.733186350553993,48.697528673583584,53.567281540941948,77.466372701107986,97.395057347167167,107.1345630818839,{"$f":"Input!$F$21*C401","v":15.493274540221595},{"$f":"Input!$F$21*D401","v":19.483229299657875},21.431552229623666,null,391000,113.8793693170615]
[null,392,1.5423275333915695E-4,1.9483229299657875E-4,7.7116376669578477,9.7395057347167153,10.713456308188388,38.558188334789236,48.697528673583584,53.567281540941948,77.116376669578472,97.395057347167167,107.1345630818839,{"$f":"Input!$F$21*C402","v":15.423275333915695},{"$f":"Input!$F$21*D402","v":19.483229299657875},21.431552229623666,null,392000,114.17062090099262]
[null,393,1.5283276921303896E-4,1.9413230093351974E-4,7.6416384606519481,9.7045137084588351,10.674965079304719,38.208192303259736,48.522568542294174,53.374825396523597,76.416384606519472,97.045137084588347,106.74965079304719,{"$f":"Input!$F$21*C403","v":15.283276921303896},{"$f":"Input!$F$21*D403","v":19.413230093351974},21.354553102687174,null,393000,114.46187248492372]
[null,394,1.5283276921303896E-4,1.9413230093351974E-4,7.6416384606519481,9.7045137084588351,10.674965079304719,38.208192303259736,48.522568542294174,53.374825396523597,76.416384606519472,97.045137084588347,106.74965079304719,{"$f":"Input!$F$21*C404","v":15.283276921303896},{"$f":"Input!$F$21*D404","v":19.413230093351974},21.354553102687174,null,394000,114.75312406885482]
[null,395,1.5003280096080297E-4,1.9413230093351974E-4,7.5016400480401488,9.7045137084588351,10.674965079304719,37.508200240200743,48.522568542294174,53.374825396523597,75.016400480401487,97.045137084588347,106.74965079304719,{"$f":"Input!$F$21*C405","v":15.003280096080298},{"$f":"Input!$F$21*D405","v":19.413230093351974},21.354553102687174,null,395000,115.04437565278592]
[null,396,1.4583284858244903E-4,1.9413230093351974E-4,7.2916424291224518,9.7045137084588351,10.674965079304719,36.458212145612258,48.522568542294174,53.374825396523597,72.916424291224516,97.045137084588347,106.74965079304719,{"$f":"Input!$F$21*C406","v":14.583284858244904},{"$f":"Input!$F$21*D406","v":19.413230093351974},21.354553102687174,null,396000,115.33562723671703]
[null,397,1.4513285651938999E-4,1.9413230093351974E-4,7.2566428259694993,9.7045137084588351,10.674965079304719,36.283214129847501,48.522568542294174,53.374825396523597,72.566428259695002,97.045137084588347,106.74965079304719,{"$f":"Input!$F$21*C407","v":14.513285651938999},{"$f":"Input!$F$21*D407","v":19.413230093351974},21.354553102687174,null,397000,115.62687882064813]
[null,398,1.4443286445633098E-4,1.9413230093351974E-4,7.2216432228165495,9.7045137084588351,10.674965079304719,36.108216114082744,48.522568542294174,53.374825396523597,72.216432228165488,97.045137084588347,106.74965079304719,{"$f":"Input!$F$21*C408","v":14.443286445633099},{"$f":"Input!$F$21*D408","v":19.413230093351974},21.354553102687174,null,398000,115.91813040457923]
[null,399,1.4513285651938999E-4,1.9413230093351974E-4,7.2566428259694993,9.7045137084588351,10.674965079304719,36.283214129847501,48.522568542294174,53.374825396523597,72.566428259695002,97.045137084588347,106.74965079304719,{"$f":"Input!$F$21*C409","v":14.513285651938999},{"$f":"Input!$F$21*D409","v":19.413230093351974},21.354553102687174,null,399000,116.20938198851033]
[null,400,1.4513285651938999E-4,1.9413230093351974E-4,7.2566428259694993,9.7045137084588351,10.674965079304719,36.283214129847501,48.522568542294174,53.374825396523597,72.566428259695002,97.045137084588347,106.74965079304719,{"$f":"Input!$F$21*C410","v":14.513285651938999},{"$f":"Input!$F$21*D410","v":19.413230093351974},21.354553102687174,null,400000,116.50063357244144]
[null,401,1.4653284064550798E-4,1.9413230093351974E-4,7.3266420322753989,9.7045137084588351,10.674965079304719,36.633210161376994,48.522568542294174,53.374825396523597,73.266420322753987,97.045137084588347,106.74965079304719,{"$f":"Input!$F$21*C411","v":14.653284064550798},{"$f":"Input!$F$21*D411","v":19.413230093351974},21.354553102687174,null,401000,116.79188515637254]
[null,402,1.4933280889774397E-4,1.9413230093351974E-4,7.4666404448871981,9.7045137084588351,10.674965079304719,37.333202224435993,48.522568542294174,53.374825396523597,74.666404448871987,97.045137084588347,106.74965079304719,{"$f":"Input!$F$21*C412","v":14.933280889774396},{"$f":"Input!$F$21*D412","v":19.413230093351974},21.354553102687174,null,402000,117.08313674030364]
[null,403,1.5283276921303896E-4,1.9413230093351974E-4,7.6416384606519481,9.7045137084588351,10.674965079304719,38.208192303259736,48.522568542294174,53.374825396523597,76.416384606519472,97.045137084588347,106.74965079304719,{"$f":"Input!$F$21*C413","v":15.283276921303896},{"$f":"Input!$F$21*D413","v":19.413230093351974},21.354553102687174,null,403000,117.37438832423474]
[null,404,1.5633272952833395E-4,1.9413230093351974E-4,7.8166364764166971,9.7045137084588351,10.674965079304719,39.083182382083486,48.522568542294174,53.374825396523597,78.166364764166971,97.045137084588347,106.74965079304719,{"$f":"Input!$F$21*C414","v":15.633272952833394},{"$f":"Input!$F$21*D414","v":19.413230093351974},21.354553102687174,null,404000,117.66563990816586]
[null,405,1.605326819066879E-4,1.9343230887046076E-4,8.0266340953343942,9.6695216822009566,10.636473850421053,40.133170476671971,48.347608411004778,53.182369252105261,80.266340953343942,96.695216822009556,106.36473850421052,{"$f":"Input!$F$21*C415","v":16.053268190668788},{"$f":"Input!$F$21*D415","v":19.343230887046076},21.277553975750685,null,405000,117.95689149209696]
[null,406,1.5983268984362891E-4,1.9343230887046076E-4,7.9916344921814453,9.6695216822009566,10.636473850421053,39.958172460907228,48.347608411004778,53.182369252105261,79.916344921814456,96.695216822009556,106.36473850421052,{"$f":"Input!$F$21*C416","v":15.983268984362891},{"$f":"Input!$F$21*D416","v":19.343230887046076},21.277553975750685,null,406000,118.24814307602806]
[null,407,1.612326739697469E-4,1.9343230887046076E-4,8.0616336984873449,9.6695216822009566,10.636473850421053,40.308168492436728,48.347608411004778,53.182369252105261,80.616336984873456,96.695216822009556,106.36473850421052,{"$f":"Input!$F$21*C417","v":16.12326739697469},{"$f":"Input!$F$21*D417","v":19.343230887046076},21.277553975750685,null,407000,118.53939465995916]
[null,408,1.605326819066879E-4,1.9343230887046076E-4,8.0266340953343942,9.6695216822009566,10.636473850421053,40.133170476671971,48.347608411004778,53.182369252105261,80.266340953343942,96.695216822009556,106.36473850421052,{"$f":"Input!$F$21*C418","v":16.053268190668788},{"$f":"Input!$F$21*D418","v":19.343230887046076},21.277553975750685,null,408000,118.83064624389027]
[null,409,1.5983268984362891E-4,1.9343230887046076E-4,7.9916344921814453,9.6695216822009566,10.636473850421053,39.958172460907228,48.347608411004778,53.182369252105261,79.916344921814456,96.695216822009556,106.36473850421052,{"$f":"Input!$F$21*C419","v":15.983268984362891},{"$f":"Input!$F$21*D419","v":19.343230887046076},21.277553975750685,null,409000,119.12189782782137]
[null,410,1.5773271365445191E-4,1.9343230887046076E-4,7.8866356827225959,9.6695216822009566,10.636473850421053,39.433178413612978,48.347608411004778,53.182369252105261,78.866356827225957,96.695216822009556,106.36473850421052,{"$f":"Input!$F$21*C420","v":15.773271365445192},{"$f":"Input!$F$21*D420","v":19.343230887046076},21.277553975750685,null,410000,119.41314941175247]
[null,411,1.5633272952833395E-4,1.9343230887046076E-4,7.8166364764166971,9.6695216822009566,10.636473850421053,39.083182382083486,48.347608411004778,53.182369252105261,78.166364764166971,96.695216822009556,106.36473850421052,{"$f":"Input!$F$21*C421","v":15.633272952833394},{"$f":"Input!$F$21*D421","v":19.343230887046076},21.277553975750685,null,411000,119.70440099568357]
[null,412,1.5493274540221596E-4,1.9343230887046076E-4,7.7466372701107975,9.6695216822009566,10.636473850421053,38.733186350553993,48.347608411004778,53.182369252105261,77.466372701107986,96.695216822009556,106.36473850421052,{"$f":"Input!$F$21*C422","v":15.493274540221595},{"$f":"Input!$F$21*D422","v":19.343230887046076},21.277553975750685,null,412000,119.99565257961468]
[null,413,1.5353276127609797E-4,1.9343230887046076E-4,7.6766380638048988,9.6695216822009566,10.636473850421053,38.383190319024493,48.347608411004778,53.182369252105261,76.766380638048986,96.695216822009556,106.36473850421052,{"$f":"Input!$F$21*C423","v":15.353276127609798},{"$f":"Input!$F$21*D423","v":19.343230887046076},21.277553975750685,null,413000,120.28690416354578]
[null,414,1.5213277714997998E-4,1.9343230887046076E-4,7.6066388574989992,9.6695216822009566,10.636473850421053,38.033194287494993,48.347608411004778,53.182369252105261,76.066388574989986,96.695216822009556,106.36473850421052,{"$f":"Input!$F$21*C424","v":15.213277714997998},{"$f":"Input!$F$21*D424","v":19.343230887046076},21.277553975750685,null,414000,120.57815574747688]
[null,415,1.5073279302386196E-4,1.9343230887046076E-4,7.5366396511930978,9.6695216822009566,10.636473850421053,37.683198255965486,48.347608411004778,53.182369252105261,75.366396511930972,96.695216822009556,106.36473850421052,{"$f":"Input!$F$21*C425","v":15.073279302386196},{"$f":"Input!$F$21*D425","v":19.343230887046076},21.277553975750685,null,415000,120.86940733140798]
[null,416,1.4933280889774397E-4,1.9343230887046076E-4,7.4666404448871981,9.6695216822009566,10.636473850421053,37.333202224435993,48.347608411004778,53.182369252105261,74.666404448871987,96.695216822009556,106.36473850421052,{"$f":"Input!$F$21*C426","v":14.933280889774396},{"$f":"Input!$F$21*D426","v":19.343230887046076},21.277553975750685,null,416000,121.1606589153391]
[null,417,1.4723283270856699E-4,1.9343230887046076E-4,7.3616416354283496,9.6695216822009566,10.636473850421053,36.808208177141751,48.347608411004778,53.182369252105261,73.616416354283501,96.695216822009556,106.36473850421052,{"$f":"Input!$F$21*C427","v":14.723283270856699},{"$f":"Input!$F$21*D427","v":19.343230887046076},21.277553975750685,null,417000,121.4519104992702]
[null,418,1.4653284064550798E-4,1.9343230887046076E-4,7.3266420322753989,9.6695216822009566,10.636473850421053,36.633210161376994,48.347608411004778,53.182369252105261,73.266420322753987,96.695216822009556,106.36473850421052,{"$f":"Input!$F$21*C428","v":14.653284064550798},{"$f":"Input!$F$21*D428","v":19.343230887046076},21.277553975750685,null,418000,121.7431620832013]
[null,419,1.4793282477162597E-4,1.9273231680740175E-4,7.3966412385812985,9.6345296559430746,10.597982621537383,36.983206192906493,48.172648279715375,52.989913107686917,73.966412385812987,96.34529655943075,105.97982621537383,{"$f":"Input!$F$21*C429","v":14.793282477162597},{"$f":"Input!$F$21*D429","v":19.273231680740174},21.200554848814193,null,419000,122.0344136671324]
[null,420,1.5143278508692097E-4,1.9273231680740175E-4,7.5716392543460485,9.6345296559430746,10.597982621537383,37.858196271730243,48.172648279715375,52.989913107686917,75.716392543460486,96.34529655943075,105.97982621537383,{"$f":"Input!$F$21*C430","v":15.143278508692097},{"$f":"Input!$F$21*D430","v":19.273231680740174},21.200554848814193,null,420000,122.32566525106351]
[null,421,1.5423275333915695E-4,1.9273231680740175E-4,7.7116376669578477,9.6345296559430746,10.597982621537383,38.558188334789236,48.172648279715375,52.989913107686917,77.116376669578472,96.34529655943075,105.97982621537383,{"$f":"Input!$F$21*C431","v":15.423275333915695},{"$f":"Input!$F$21*D431","v":19.273231680740174},21.200554848814193,null,421000,122.61691683499461]
[null,422,1.5773271365445191E-4,1.9273231680740175E-4,7.8866356827225959,9.6345296559430746,10.597982621537383,39.433178413612978,48.172648279715375,52.989913107686917,78.866356827225957,96.34529655943075,105.97982621537383,{"$f":"Input!$F$21*C432","v":15.773271365445192},{"$f":"Input!$F$21*D432","v":19.273231680740174},21.200554848814193,null,422000,122.90816841892571]
[null,423,1.591326977805699E-4,1.9273231680740175E-4,7.9566348890284955,9.6345296559430746,10.597982621537383,39.783174445142478,48.172648279715375,52.989913107686917,79.566348890284956,96.34529655943075,105.97982621537383,{"$f":"Input!$F$21*C433","v":15.913269778056991},{"$f":"Input!$F$21*D433","v":19.273231680740174},21.200554848814193,null,423000,123.19942000285681]
[null,424,1.605326819066879E-4,1.9273231680740175E-4,8.0266340953343942,9.6345296559430746,10.597982621537383,40.133170476671971,48.172648279715375,52.989913107686917,80.266340953343942,96.34529655943075,105.97982621537383,{"$f":"Input!$F$21*C434","v":16.053268190668788},{"$f":"Input!$F$21*D434","v":19.273231680740174},21.200554848814193,null,424000,123.49067158678793]
[null,425,1.605326819066879E-4,1.9273231680740175E-4,8.0266340953343942,9.6345296559430746,10.597982621537383,40.133170476671971,48.172648279715375,52.989913107686917,80.266340953343942,96.34529655943075,105.97982621537383,{"$f":"Input!$F$21*C435","v":16.053268190668788},{"$f":"Input!$F$21*D435","v":19.273231680740174},21.200554848814193,null,425000,123.78192317071903]
[null,426,1.5773271365445191E-4,1.9273231680740175E-4,7.8866356827225959,9.6345296559430746,10.597982621537383,39.433178413612978,48.172648279715375,52.989913107686917,78.866356827225957,96.34529655943075,105.97982621537383,{"$f":"Input!$F$21*C436","v":15.773271365445192},{"$f":"Input!$F$21*D436","v":19.273231680740174},21.200554848814193,null,426000,124.07317475465013]
[null,427,1.5703272159139296E-4,1.9273231680740175E-4,7.8516360795696478,9.6345296559430746,10.597982621537383,39.258180397848243,48.172648279715375,52.989913107686917,78.516360795696485,96.34529655943075,105.97982621537383,{"$f":"Input!$F$21*C437","v":15.703272159139296},{"$f":"Input!$F$21*D437","v":19.273231680740174},21.200554848814193,null,427000,124.36442633858123]
[null,428,1.5493274540221596E-4,1.9273231680740175E-4,7.7466372701107975,9.6345296559430746,10.597982621537383,38.733186350553993,48.172648279715375,52.989913107686917,77.466372701107986,96.34529655943075,105.97982621537383,{"$f":"Input!$F$21*C438","v":15.493274540221595},{"$f":"Input!$F$21*D438","v":19.273231680740174},21.200554848814193,null,428000,124.65567792251234]
[null,429,1.5353276127609797E-4,1.9273231680740175E-4,7.6766380638048988,9.6345296559430746,10.597982621537383,38.383190319024493,48.172648279715375,52.989913107686917,76.766380638048986,96.34529655943075,105.97982621537383,{"$f":"Input!$F$21*C439","v":15.353276127609798},{"$f":"Input!$F$21*D439","v":19.273231680740174},21.200554848814193,null,429000,124.94692950644344]
[null,430,1.5493274540221596E-4,1.9273231680740175E-4,7.7466372701107975,9.6345296559430746,10.597982621537383,38.733186350553993,48.172648279715375,52.989913107686917,77.466372701107986,96.34529655943075,105.97982621537383,{"$f":"Input!$F$21*C440","v":15.493274540221595},{"$f":"Input!$F$21*D440","v":19.273231680740174},21.200554848814193,null,430000,125.23818109037454]
[null,431,1.5563273746527491E-4,1.9273231680740175E-4,7.7816368732637455,9.6345296559430746,10.597982621537383,38.908184366318729,48.172648279715375,52.989913107686917,77.816368732637457,96.34529655943075,105.97982621537383,{"$f":"Input!$F$21*C441","v":15.563273746527491},{"$f":"Input!$F$21*D441","v":19.273231680740174},21.200554848814193,null,431000,125.52943267430564]
[null,432,1.5773271365445191E-4,1.9273231680740175E-4,7.8866356827225959,9.6345296559430746,10.597982621537383,39.433178413612978,48.172648279715375,52.989913107686917,78.866356827225957,96.34529655943075,105.97982621537383,{"$f":"Input!$F$21*C442","v":15.773271365445192},{"$f":"Input!$F$21*D442","v":19.273231680740174},21.200554848814193,null,432000,125.82068425823675]
[null,433,1.5773271365445191E-4,1.9203232474434274E-4,7.8866356827225959,9.5995376296851926,10.559491392653714,39.433178413612978,47.997688148425965,52.797456963268566,78.866356827225957,95.99537629685193,105.59491392653713,{"$f":"Input!$F$21*C443","v":15.773271365445192},{"$f":"Input!$F$21*D443","v":19.203232474434273},21.1235557218777,null,433000,126.11193584216785]
[null,434,1.612326739697469E-4,1.9203232474434274E-4,8.0616336984873449,9.5995376296851926,10.559491392653714,40.308168492436728,47.997688148425965,52.797456963268566,80.616336984873456,95.99537629685193,105.59491392653713,{"$f":"Input!$F$21*C444","v":16.12326739697469},{"$f":"Input!$F$21*D444","v":19.203232474434273},21.1235557218777,null,434000,126.40318742609895]
[null,435,1.6333265015892391E-4,1.9203232474434274E-4,8.1666325079461952,9.5995376296851926,10.559491392653714,40.833162539730978,47.997688148425965,52.797456963268566,81.666325079461956,95.99537629685193,105.59491392653713,{"$f":"Input!$F$21*C445","v":16.33326501589239},{"$f":"Input!$F$21*D445","v":19.203232474434273},21.1235557218777,null,435000,126.69443901003005]
[null,436,1.6333265015892391E-4,1.9203232474434274E-4,8.1666325079461952,9.5995376296851926,10.559491392653714,40.833162539730978,47.997688148425965,52.797456963268566,81.666325079461956,95.99537629685193,105.59491392653713,{"$f":"Input!$F$21*C446","v":16.33326501589239},{"$f":"Input!$F$21*D446","v":19.203232474434273},21.1235557218777,null,436000,126.98569059396117]
[null,437,1.626326580958649E-4,1.9203232474434274E-4,8.1316329047932445,9.5995376296851926,10.559491392653714,40.658164523966221,47.997688148425965,52.797456963268566,81.316329047932442,95.99537629685193,105.59491392653713,{"$f":"Input!$F$21*C447","v":16.263265809586489},{"$f":"Input!$F$21*D447","v":19.203232474434273},21.1235557218777,null,437000,127.27694217789227]
[null,438,1.626326580958649E-4,1.9203232474434274E-4,8.1316329047932445,9.5995376296851926,10.559491392653714,40.658164523966221,47.997688148425965,52.797456963268566,81.316329047932442,95.99537629685193,105.59491392653713,{"$f":"Input!$F$21*C448","v":16.263265809586489},{"$f":"Input!$F$21*D448","v":19.203232474434273},21.1235557218777,null,438000,127.56819376182337]
[null,439,1.626326580958649E-4,1.9203232474434274E-4,8.1316329047932445,9.5995376296851926,10.559491392653714,40.658164523966221,47.997688148425965,52.797456963268566,81.316329047932442,95.99537629685193,105.59491392653713,{"$f":"Input!$F$21*C449","v":16.263265809586489},{"$f":"Input!$F$21*D449","v":19.203232474434273},21.1235557218777,null,439000,127.85944534575447]
[null,440,1.6193266603280591E-4,1.9203232474434274E-4,8.0966333016402956,9.5995376296851926,10.559491392653714,40.483166508201478,47.997688148425965,52.797456963268566,80.966333016402956,95.99537629685193,105.59491392653713,{"$f":"Input!$F$21*C450","v":16.193266603280591},{"$f":"Input!$F$21*D450","v":19.203232474434273},21.1235557218777,null,440000,128.15069692968558]
[null,441,1.591326977805699E-4,1.9203232474434274E-4,7.9566348890284955,9.5995376296851926,10.559491392653714,39.783174445142478,47.997688148425965,52.797456963268566,79.566348890284956,95.99537629685193,105.59491392653713,{"$f":"Input!$F$21*C451","v":15.913269778056991},{"$f":"Input!$F$21*D451","v":19.203232474434273},21.1235557218777,null,441000,128.44194851361669]
[null,442,1.605326819066879E-4,1.9203232474434274E-4,8.0266340953343942,9.5995376296851926,10.559491392653714,40.133170476671971,47.997688148425965,52.797456963268566,80.266340953343942,95.99537629685193,105.59491392653713,{"$f":"Input!$F$21*C452","v":16.053268190668788},{"$f":"Input!$F$21*D452","v":19.203232474434273},21.1235557218777,null,442000,128.73320009754781]
[null,443,1.591326977805699E-4,1.9203232474434274E-4,7.9566348890284955,9.5995376296851926,10.559491392653714,39.783174445142478,47.997688148425965,52.797456963268566,79.566348890284956,95.99537629685193,105.59491392653713,{"$f":"Input!$F$21*C453","v":15.913269778056991},{"$f":"Input!$F$21*D453","v":19.203232474434273},21.1235557218777,null,443000,129.02445168147887]
[null,444,1.5633272952833395E-4,1.9203232474434274E-4,7.8166364764166971,9.5995376296851926,10.559491392653714,39.083182382083486,47.997688148425965,52.797456963268566,78.166364764166971,95.99537629685193,105.59491392653713,{"$f":"Input!$F$21*C454","v":15.633272952833394},{"$f":"Input!$F$21*D454","v":19.203232474434273},21.1235557218777,null,444000,129.31570326540998]
[null,445,1.5283276921303896E-4,1.9203232474434274E-4,7.6416384606519481,9.5995376296851926,10.559491392653714,38.208192303259736,47.997688148425965,52.797456963268566,76.416384606519472,95.99537629685193,105.59491392653713,{"$f":"Input!$F$21*C455","v":15.283276921303896},{"$f":"Input!$F$21*D455","v":19.203232474434273},21.1235557218777,null,445000,129.60695484934109]
[null,446,1.5073279302386196E-4,1.9203232474434274E-4,7.5366396511930978,9.5995376296851926,10.559491392653714,37.683198255965486,47.997688148425965,52.797456963268566,75.366396511930972,95.99537629685193,105.59491392653713,{"$f":"Input!$F$21*C456","v":15.073279302386196},{"$f":"Input!$F$21*D456","v":19.203232474434273},21.1235557218777,null,446000,129.89820643327221]
[null,447,1.4933280889774397E-4,1.9133233268128376E-4,7.4666404448871981,9.5645456034273142,10.521000163770047,37.333202224435993,47.822728017136569,52.605000818850229,74.666404448871987,95.645456034273138,105.21000163770046,{"$f":"Input!$F$21*C457","v":14.933280889774396},{"$f":"Input!$F$21*D457","v":19.133233268128375},21.046556594941215,null,447000,130.18945801720332]
[null,448,1.4793282477162597E-4,1.9133233268128376E-4,7.3966412385812985,9.5645456034273142,10.521000163770047,36.983206192906493,47.822728017136569,52.605000818850229,73.966412385812987,95.645456034273138,105.21000163770046,{"$f":"Input!$F$21*C458","v":14.793282477162597},{"$f":"Input!$F$21*D458","v":19.133233268128375},21.046556594941215,null,448000,130.48070960113438]
[null,449,1.4863281683468498E-4,1.9133233268128376E-4,{"$f":"$E$9*C459","v":7.4316408417342492},9.5645456034273142,{"$f":"F459*1.1","v":10.521000163770047},{"$f":"$H$9*C459","v":37.158204208671243},47.822728017136569,{"$f":"I459*1.1","v":52.605000818850229},{"$f":"$K$9*C459","v":74.316408417342487},95.645456034273138,{"$f":"L459*1.1","v":105.21000163770046},{"$f":"Input!$F$21*C459","v":14.863281683468498},{"$f":"Input!$F$21*D459","v":19.133233268128375},21.046556594941215,null,449000,{"$f":"$V$15*R459+$V$16","v":130.77196118506549}]
[null,450,1.4933280889774397E-4,1.9133233268128376E-4,7.4666404448871981,9.5645456034273142,10.521000163770047,37.333202224435993,47.822728017136569,52.605000818850229,74.666404448871987,95.645456034273138,105.21000163770046,{"$f":"Input!$F$21*C460","v":14.933280889774396},{"$f":"Input!$F$21*D460","v":19.133233268128375},{"$f":"O460*1.1","v":21.046556594941215},null,450000,131.06321276899661]
[null,451,1.4793282477162597E-4,1.9133233268128376E-4,7.3966412385812985,9.5645456034273142,10.521000163770047,36.983206192906493,47.822728017136569,52.605000818850229,73.966412385812987,95.645456034273138,105.21000163770046,{"$f":"Input!$F$21*C461","v":14.793282477162597},{"$f":"Input!$F$21*D461","v":19.133233268128375},21.046556594941215,null,451000,131.35446435292772]
[null,452,1.4583284858244903E-4,1.9133233268128376E-4,7.2916424291224518,9.5645456034273142,10.521000163770047,36.458212145612258,47.822728017136569,52.605000818850229,72.916424291224516,95.645456034273138,105.21000163770046,{"$f":"Input!$F$21*C462","v":14.583284858244904},{"$f":"Input!$F$21*D462","v":19.133233268128375},21.046556594941215,null,452000,131.64571593685883]
[null,453,1.4443286445633098E-4,1.9133233268128376E-4,7.2216432228165495,9.5645456034273142,10.521000163770047,36.108216114082744,47.822728017136569,52.605000818850229,72.216432228165488,95.645456034273138,105.21000163770046,{"$f":"Input!$F$21*C463","v":14.443286445633099},{"$f":"Input!$F$21*D463","v":19.133233268128375},21.046556594941215,null,453000,131.93696752078989]
[null,454,1.4373287239327203E-4,1.9133233268128376E-4,7.1866436196636014,9.5645456034273142,10.521000163770047,35.933218098318008,47.822728017136569,52.605000818850229,71.866436196636016,95.645456034273138,105.21000163770046,{"$f":"Input!$F$21*C464","v":14.373287239327203},{"$f":"Input!$F$21*D464","v":19.133233268128375},21.046556594941215,null,454000,132.22821910472101]
[null,455,1.4373287239327203E-4,1.9133233268128376E-4,7.1866436196636014,9.5645456034273142,10.521000163770047,35.933218098318008,47.822728017136569,52.605000818850229,71.866436196636016,95.645456034273138,105.21000163770046,{"$f":"Input!$F$21*C465","v":14.373287239327203},{"$f":"Input!$F$21*D465","v":19.133233268128375},21.046556594941215,null,455000,132.51947068865212]
[null,456,1.4443286445633098E-4,1.9133233268128376E-4,7.2216432228165495,9.5645456034273142,10.521000163770047,36.108216114082744,47.822728017136569,52.605000818850229,72.216432228165488,95.645456034273138,105.21000163770046,{"$f":"Input!$F$21*C466","v":14.443286445633099},{"$f":"Input!$F$21*D466","v":19.133233268128375},21.046556594941215,null,456000,132.81072227258323]
[null,457,1.4793282477162597E-4,1.9133233268128376E-4,7.3966412385812985,9.5645456034273142,10.521000163770047,36.983206192906493,47.822728017136569,52.605000818850229,73.966412385812987,95.645456034273138,105.21000163770046,{"$f":"Input!$F$21*C467","v":14.793282477162597},{"$f":"Input!$F$21*D467","v":19.133233268128375},21.046556594941215,null,457000,133.10197385651435]
[null,458,1.5493274540221596E-4,1.9133233268128376E-4,7.7466372701107975,9.5645456034273142,10.521000163770047,38.733186350553993,47.822728017136569,52.605000818850229,77.466372701107986,95.645456034273138,105.21000163770046,{"$f":"Input!$F$21*C468","v":15.493274540221595},{"$f":"Input!$F$21*D468","v":19.133233268128375},21.046556594941215,null,458000,133.39322544044546]
[null,459,1.605326819066879E-4,1.9133233268128376E-4,8.0266340953343942,9.5645456034273142,10.521000163770047,40.133170476671971,47.822728017136569,52.605000818850229,80.266340953343942,95.645456034273138,105.21000163770046,{"$f":"Input!$F$21*C469","v":16.053268190668788},{"$f":"Input!$F$21*D469","v":19.133233268128375},21.046556594941215,null,459000,133.68447702437652]
[null,460,1.591326977805699E-4,1.9133233268128376E-4,7.9566348890284955,9.5645456034273142,10.521000163770047,39.783174445142478,47.822728017136569,52.605000818850229,79.566348890284956,95.645456034273138,105.21000163770046,{"$f":"Input!$F$21*C470","v":15.913269778056991},{"$f":"Input!$F$21*D470","v":19.133233268128375},21.046556594941215,null,460000,133.97572860830763]
[null,461,1.612326739697469E-4,1.9133233268128376E-4,8.0616336984873449,9.5645456034273142,10.521000163770047,40.308168492436728,47.822728017136569,52.605000818850229,80.616336984873456,95.645456034273138,105.21000163770046,{"$f":"Input!$F$21*C471","v":16.12326739697469},{"$f":"Input!$F$21*D471","v":19.133233268128375},21.046556594941215,null,461000,134.26698019223875]
[null,462,1.6193266603280591E-4,1.9133233268128376E-4,8.0966333016402956,9.5645456034273142,10.521000163770047,40.483166508201478,47.822728017136569,52.605000818850229,80.966333016402956,95.645456034273138,105.21000163770046,{"$f":"Input!$F$21*C472","v":16.193266603280591},{"$f":"Input!$F$21*D472","v":19.133233268128375},21.046556594941215,null,462000,134.55823177616986]
[null,463,1.591326977805699E-4,1.9133233268128376E-4,7.9566348890284955,9.5645456034273142,10.521000163770047,39.783174445142478,47.822728017136569,52.605000818850229,79.566348890284956,95.645456034273138,105.21000163770046,{"$f":"Input!$F$21*C473","v":15.913269778056991},{"$f":"Input!$F$21*D473","v":19.133233268128375},21.046556594941215,null,463000,134.84948336010098]
[null,464,1.6333265015892391E-4,1.9133233268128376E-4,8.1666325079461952,9.5645456034273142,10.521000163770047,40.833162539730978,47.822728017136569,52.605000818850229,81.666325079461956,95.645456034273138,105.21000163770046,{"$f":"Input!$F$21*C474","v":16.33326501589239},{"$f":"Input!$F$21*D474","v":19.133233268128375},21.046556594941215,null,464000,135.14073494403203]
[null,465,1.668326104742189E-4,1.9133233268128376E-4,8.3416305237109452,9.5645456034273142,10.521000163770047,41.708152618554728,47.822728017136569,52.605000818850229,83.416305237109455,95.645456034273138,105.21000163770046,{"$f":"Input!$F$21*C475","v":16.68326104742189},{"$f":"Input!$F$21*D475","v":19.133233268128375},21.046556594941215,null,465000,135.43198652796315]
[null,466,1.6613261841115989E-4,1.9133233268128376E-4,8.3066309205579945,9.5645456034273142,10.521000163770047,41.533154602789971,47.822728017136569,52.605000818850229,83.066309205579941,95.645456034273138,105.21000163770046,{"$f":"Input!$F$21*C476","v":16.613261841115989},{"$f":"Input!$F$21*D476","v":19.133233268128375},21.046556594941215,null,466000,135.72323811189426]
[null,467,1.626326580958649E-4,1.9133233268128376E-4,8.1316329047932445,9.5645456034273142,10.521000163770047,40.658164523966221,47.822728017136569,52.605000818850229,81.316329047932442,95.645456034273138,105.21000163770046,{"$f":"Input!$F$21*C477","v":16.263265809586489},{"$f":"Input!$F$21*D477","v":19.133233268128375},21.046556594941215,null,467000,136.01448969582538]
[null,468,1.5563273746527491E-4,1.9133233268128376E-4,7.7816368732637455,9.5645456034273142,10.521000163770047,38.908184366318729,47.822728017136569,52.605000818850229,77.816368732637457,95.645456034273138,105.21000163770046,{"$f":"Input!$F$21*C478","v":15.563273746527491},{"$f":"Input!$F$21*D478","v":19.133233268128375},21.046556594941215,null,468000,136.30574127975649]
[null,469,1.4793282477162597E-4,1.9133233268128376E-4,7.3966412385812985,9.5645456034273142,10.521000163770047,36.983206192906493,47.822728017136569,52.605000818850229,73.966412385812987,95.645456034273138,105.21000163770046,{"$f":"Input!$F$21*C479","v":14.793282477162597},{"$f":"Input!$F$21*D479","v":19.133233268128375},21.046556594941215,null,469000,136.59699286368755]
[null,470,1.4793282477162597E-4,1.9133233268128376E-4,7.3966412385812985,9.5645456034273142,10.521000163770047,36.983206192906493,47.822728017136569,52.605000818850229,73.966412385812987,95.645456034273138,105.21000163770046,{"$f":"Input!$F$21*C480","v":14.793282477162597},{"$f":"Input!$F$21*D480","v":19.133233268128375},21.046556594941215,null,470000,136.88824444761866]
[null,471,1.5073279302386196E-4,1.9133233268128376E-4,7.5366396511930978,9.5645456034273142,10.521000163770047,37.683198255965486,47.822728017136569,52.605000818850229,75.366396511930972,95.645456034273138,105.21000163770046,{"$f":"Input!$F$21*C481","v":15.073279302386196},{"$f":"Input!$F$21*D481","v":19.133233268128375},21.046556594941215,null,471000,137.17949603154977]
[null,472,1.5073279302386196E-4,1.9063234061822475E-4,7.5366396511930978,9.529553577169434,10.482508934886377,37.683198255965486,47.647767885847173,52.412544674431892,75.366396511930972,95.295535771694347,104.82508934886378,{"$f":"Input!$F$21*C482","v":15.073279302386196},{"$f":"Input!$F$21*D482","v":19.063234061822474},20.969557468004723,null,472000,137.47074761548089]
[null,473,1.5353276127609797E-4,1.9063234061822475E-4,7.6766380638048988,9.529553577169434,10.482508934886377,38.383190319024493,47.647767885847173,52.412544674431892,76.766380638048986,95.295535771694347,104.82508934886378,{"$f":"Input!$F$21*C483","v":15.353276127609798},{"$f":"Input!$F$21*D483","v":19.063234061822474},20.969557468004723,null,473000,137.761999199412]
[null,474,1.5983268984362891E-4,1.9063234061822475E-4,7.9916344921814453,9.529553577169434,10.482508934886377,39.958172460907228,47.647767885847173,52.412544674431892,79.916344921814456,95.295535771694347,104.82508934886378,{"$f":"Input!$F$21*C484","v":15.983268984362891},{"$f":"Input!$F$21*D484","v":19.063234061822474},20.969557468004723,null,474000,138.05325078334312]
[null,475,1.6333265015892391E-4,1.9063234061822475E-4,8.1666325079461952,9.529553577169434,10.482508934886377,40.833162539730978,47.647767885847173,52.412544674431892,81.666325079461956,95.295535771694347,104.82508934886378,{"$f":"Input!$F$21*C485","v":16.33326501589239},{"$f":"Input!$F$21*D485","v":19.063234061822474},20.969557468004723,null,475000,138.34450236727417]
[null,476,1.6823259460033689E-4,1.9063234061822475E-4,8.4116297300168448,9.529553577169434,10.482508934886377,42.05814865008422,47.647767885847173,52.412544674431892,84.116297300168441,95.295535771694347,104.82508934886378,{"$f":"Input!$F$21*C486","v":16.82325946003369},{"$f":"Input!$F$21*D486","v":19.063234061822474},20.969557468004723,null,476000,138.63575395120529]
[null,477,1.6333265015892391E-4,1.9063234061822475E-4,8.1666325079461952,9.529553577169434,10.482508934886377,40.833162539730978,47.647767885847173,52.412544674431892,81.666325079461956,95.295535771694347,104.82508934886378,{"$f":"Input!$F$21*C487","v":16.33326501589239},{"$f":"Input!$F$21*D487","v":19.063234061822474},20.969557468004723,null,477000,138.9270055351364]
[null,478,1.626326580958649E-4,1.9063234061822475E-4,8.1316329047932445,9.529553577169434,10.482508934886377,40.658164523966221,47.647767885847173,52.412544674431892,81.316329047932442,95.295535771694347,104.82508934886378,{"$f":"Input!$F$21*C488","v":16.263265809586489},{"$f":"Input!$F$21*D488","v":19.063234061822474},20.969557468004723,null,478000,139.21825711906752]
[null,479,1.626326580958649E-4,1.9063234061822475E-4,8.1316329047932445,9.529553577169434,10.482508934886377,40.658164523966221,47.647767885847173,52.412544674431892,81.316329047932442,95.295535771694347,104.82508934886378,{"$f":"Input!$F$21*C489","v":16.263265809586489},{"$f":"Input!$F$21*D489","v":19.063234061822474},20.969557468004723,null,479000,139.50950870299863]
[null,480,1.6403264222198289E-4,1.9063234061822475E-4,8.2016321110991441,9.529553577169434,10.482508934886377,41.008160555495721,47.647767885847173,52.412544674431892,82.016321110991441,95.295535771694347,104.82508934886378,{"$f":"Input!$F$21*C490","v":16.403264222198288},{"$f":"Input!$F$21*D490","v":19.063234061822474},20.969557468004723,null,480000,139.80076028692969]
[null,481,1.626326580958649E-4,1.9063234061822475E-4,8.1316329047932445,9.529553577169434,10.482508934886377,40.658164523966221,47.647767885847173,52.412544674431892,81.316329047932442,95.295535771694347,104.82508934886378,{"$f":"Input!$F$21*C491","v":16.263265809586489},{"$f":"Input!$F$21*D491","v":19.063234061822474},20.969557468004723,null,481000,140.0920118708608]
[null,482,1.605326819066879E-4,1.9063234061822475E-4,8.0266340953343942,9.529553577169434,10.482508934886377,40.133170476671971,47.647767885847173,52.412544674431892,80.266340953343942,95.295535771694347,104.82508934886378,{"$f":"Input!$F$21*C492","v":16.053268190668788},{"$f":"Input!$F$21*D492","v":19.063234061822474},20.969557468004723,null,482000,140.38326345479192]
[null,483,1.5983268984362891E-4,1.9063234061822475E-4,7.9916344921814453,9.529553577169434,10.482508934886377,39.958172460907228,47.647767885847173,52.412544674431892,79.916344921814456,95.295535771694347,104.82508934886378,{"$f":"Input!$F$21*C493","v":15.983268984362891},{"$f":"Input!$F$21*D493","v":19.063234061822474},20.969557468004723,null,483000,140.67451503872303]
[null,484,1.612326739697469E-4,1.9063234061822475E-4,8.0616336984873449,9.529553577169434,10.482508934886377,40.308168492436728,47.647767885847173,52.412544674431892,80.616336984873456,95.295535771694347,104.82508934886378,{"$f":"Input!$F$21*C494","v":16.12326739697469},{"$f":"Input!$F$21*D494","v":19.063234061822474},20.969557468004723,null,484000,140.96576662265414]
[null,485,1.626326580958649E-4,1.9063234061822475E-4,8.1316329047932445,9.529553577169434,10.482508934886377,40.658164523966221,47.647767885847173,52.412544674431892,81.316329047932442,95.295535771694347,104.82508934886378,{"$f":"Input!$F$21*C495","v":16.263265809586489},{"$f":"Input!$F$21*D495","v":19.063234061822474},20.969557468004723,null,485000,141.2570182065852]
[null,486,1.6333265015892391E-4,1.9063234061822475E-4,8.1666325079461952,9.529553577169434,10.482508934886377,40.833162539730978,47.647767885847173,52.412544674431892,81.666325079461956,95.295535771694347,104.82508934886378,{"$f":"Input!$F$21*C496","v":16.33326501589239},{"$f":"Input!$F$21*D496","v":19.063234061822474},20.969557468004723,null,486000,141.54826979051631]
[null,487,1.6333265015892391E-4,1.9063234061822475E-4,8.1666325079461952,9.529553577169434,10.482508934886377,40.833162539730978,47.647767885847173,52.412544674431892,81.666325079461956,95.295535771694347,104.82508934886378,{"$f":"Input!$F$21*C497","v":16.33326501589239},{"$f":"Input!$F$21*D497","v":19.063234061822474},20.969557468004723,null,487000,141.83952137444743]
[null,488,1.647326342850419E-4,1.9063234061822475E-4,8.2366317142520948,9.529553577169434,10.482508934886377,41.183158571260471,47.647767885847173,52.412544674431892,82.366317142520941,95.295535771694347,104.82508934886378,{"$f":"Input!$F$21*C498","v":16.47326342850419},{"$f":"Input!$F$21*D498","v":19.063234061822474},20.969557468004723,null,488000,142.13077295837854]
[null,489,1.6613261841115989E-4,1.9063234061822475E-4,8.3066309205579945,9.529553577169434,10.482508934886377,41.533154602789971,47.647767885847173,52.412544674431892,83.066309205579941,95.295535771694347,104.82508934886378,{"$f":"Input!$F$21*C499","v":16.613261841115989},{"$f":"Input!$F$21*D499","v":19.063234061822474},20.969557468004723,null,489000,142.42202454230966]
[null,490,1.5983268984362891E-4,1.9063234061822475E-4,7.9916344921814453,9.529553577169434,10.482508934886377,39.958172460907228,47.647767885847173,52.412544674431892,79.916344921814456,95.295535771694347,104.82508934886378,{"$f":"Input!$F$21*C500","v":15.983268984362891},{"$f":"Input!$F$21*D500","v":19.063234061822474},20.969557468004723,null,490000,142.71327612624077]
[null,491,1.5423275333915695E-4,1.9063234061822475E-4,7.7116376669578477,9.529553577169434,10.482508934886377,38.558188334789236,47.647767885847173,52.412544674431892,77.116376669578472,95.295535771694347,104.82508934886378,{"$f":"Input!$F$21*C501","v":15.423275333915695},{"$f":"Input!$F$21*D501","v":19.063234061822474},20.969557468004723,null,491000,143.00452771017183]
[null,492,1.5213277714997998E-4,1.9063234061822475E-4,7.6066388574989992,9.529553577169434,10.482508934886377,38.033194287494993,47.647767885847173,52.412544674431892,76.066388574989986,95.295535771694347,104.82508934886378,{"$f":"Input!$F$21*C502","v":15.213277714997998},{"$f":"Input!$F$21*D502","v":19.063234061822474},20.969557468004723,null,492000,143.29577929410294]
[null,493,1.5073279302386196E-4,1.9063234061822475E-4,7.5366396511930978,9.529553577169434,10.482508934886377,37.683198255965486,47.647767885847173,52.412544674431892,75.366396511930972,95.295535771694347,104.82508934886378,{"$f":"Input!$F$21*C503","v":15.073279302386196},{"$f":"Input!$F$21*D503","v":19.063234061822474},20.969557468004723,null,493000,143.58703087803406]
[null,494,1.5003280096080297E-4,1.9063234061822475E-4,7.5016400480401488,9.529553577169434,10.482508934886377,37.508200240200743,47.647767885847173,52.412544674431892,75.016400480401487,95.295535771694347,104.82508934886378,{"$f":"Input!$F$21*C504","v":15.003280096080298},{"$f":"Input!$F$21*D504","v":19.063234061822474},20.969557468004723,null,494000,143.87828246196517]
[null,495,1.5003280096080297E-4,1.8993234855516577E-4,7.5016400480401488,9.4945615509115555,10.444017706002711,37.508200240200743,47.472807754557778,52.220088530013562,75.016400480401487,94.945615509115555,104.44017706002712,{"$f":"Input!$F$21*C505","v":15.003280096080298},{"$f":"Input!$F$21*D505","v":18.993234855516576},20.892558341068234,null,495000,144.16953404589628]
[null,496,1.5073279302386196E-4,1.8993234855516577E-4,7.5366396511930978,9.4945615509115555,10.444017706002711,37.683198255965486,47.472807754557778,52.220088530013562,75.366396511930972,94.945615509115555,104.44017706002712,{"$f":"Input!$F$21*C506","v":15.073279302386196},{"$f":"Input!$F$21*D506","v":18.993234855516576},20.892558341068234,null,496000,144.46078562982734]
[null,497,1.5283276921303896E-4,1.8993234855516577E-4,7.6416384606519481,9.4945615509115555,10.444017706002711,38.208192303259736,47.472807754557778,52.220088530013562,76.416384606519472,94.945615509115555,104.44017706002712,{"$f":"Input!$F$21*C507","v":15.283276921303896},{"$f":"Input!$F$21*D507","v":18.993234855516576},20.892558341068234,null,497000,144.75203721375846]
[null,498,1.5563273746527491E-4,1.8993234855516577E-4,7.7816368732637455,9.4945615509115555,10.444017706002711,38.908184366318729,47.472807754557778,52.220088530013562,77.816368732637457,94.945615509115555,104.44017706002712,{"$f":"Input!$F$21*C508","v":15.563273746527491},{"$f":"Input!$F$21*D508","v":18.993234855516576},20.892558341068234,null,498000,145.04328879768957]
[null,499,1.5843270571751092E-4,1.8993234855516577E-4,7.9216352858755466,9.4945615509115555,10.444017706002711,39.608176429377728,47.472807754557778,52.220088530013562,79.216352858755457,94.945615509115555,104.44017706002712,{"$f":"Input!$F$21*C509","v":15.843270571751093},{"$f":"Input!$F$21*D509","v":18.993234855516576},20.892558341068234,null,499000,145.33454038162068]
[null,500,1.5983268984362891E-4,1.8993234855516577E-4,7.9916344921814453,9.4945615509115555,10.444017706002711,39.958172460907228,47.472807754557778,52.220088530013562,79.916344921814456,94.945615509115555,104.44017706002712,{"$f":"Input!$F$21*C510","v":15.983268984362891},{"$f":"Input!$F$21*D510","v":18.993234855516576},20.892558341068234,null,500000,145.6257919655518]
[null,501,1.605326819066879E-4,1.8993234855516577E-4,8.0266340953343942,9.4945615509115555,10.444017706002711,40.133170476671971,47.472807754557778,52.220088530013562,80.266340953343942,94.945615509115555,104.44017706002712,{"$f":"Input!$F$21*C511","v":16.053268190668788},{"$f":"Input!$F$21*D511","v":18.993234855516576},20.892558341068234,null,501000,145.91704354948286]
[null,502,1.612326739697469E-4,1.8993234855516577E-4,8.0616336984873449,9.4945615509115555,10.444017706002711,40.308168492436728,47.472807754557778,52.220088530013562,80.616336984873456,94.945615509115555,104.44017706002712,{"$f":"Input!$F$21*C512","v":16.12326739697469},{"$f":"Input!$F$21*D512","v":18.993234855516576},20.892558341068234,null,502000,146.20829513341397]
[null,503,1.626326580958649E-4,1.8993234855516577E-4,8.1316329047932445,9.4945615509115555,10.444017706002711,40.658164523966221,47.472807754557778,52.220088530013562,81.316329047932442,94.945615509115555,104.44017706002712,{"$f":"Input!$F$21*C513","v":16.263265809586489},{"$f":"Input!$F$21*D513","v":18.993234855516576},20.892558341068234,null,503000,146.49954671734508]
[null,504,1.6333265015892391E-4,1.8993234855516577E-4,8.1666325079461952,9.4945615509115555,10.444017706002711,40.833162539730978,47.472807754557778,52.220088530013562,81.666325079461956,94.945615509115555,104.44017706002712,{"$f":"Input!$F$21*C514","v":16.33326501589239},{"$f":"Input!$F$21*D514","v":18.993234855516576},20.892558341068234,null,504000,146.7907983012762]
[null,505,1.6403264222198289E-4,1.8993234855516577E-4,8.2016321110991441,9.4945615509115555,10.444017706002711,41.008160555495721,47.472807754557778,52.220088530013562,82.016321110991441,94.945615509115555,104.44017706002712,{"$f":"Input!$F$21*C515","v":16.403264222198288},{"$f":"Input!$F$21*D515","v":18.993234855516576},20.892558341068234,null,505000,147.08204988520731]
[null,506,1.647326342850419E-4,1.8993234855516577E-4,8.2366317142520948,9.4945615509115555,10.444017706002711,41.183158571260471,47.472807754557778,52.220088530013562,82.366317142520941,94.945615509115555,104.44017706002712,{"$f":"Input!$F$21*C516","v":16.47326342850419},{"$f":"Input!$F$21*D516","v":18.993234855516576},20.892558341068234,null,506000,147.37330146913843]
[null,507,1.6543262634810091E-4,1.8993234855516577E-4,8.2716313174050455,9.4945615509115555,10.444017706002711,41.358156587025228,47.472807754557778,52.220088530013562,82.716313174050455,94.945615509115555,104.44017706002712,{"$f":"Input!$F$21*C517","v":16.543262634810091},{"$f":"Input!$F$21*D517","v":18.993234855516576},20.892558341068234,null,507000,147.66455305306948]
[null,508,1.6613261841115989E-4,1.8993234855516577E-4,8.3066309205579945,9.4945615509115555,10.444017706002711,41.533154602789971,47.472807754557778,52.220088530013562,83.066309205579941,94.945615509115555,104.44017706002712,{"$f":"Input!$F$21*C518","v":16.613261841115989},{"$f":"Input!$F$21*D518","v":18.993234855516576},20.892558341068234,null,508000,147.9558046370006]
[null,509,1.668326104742189E-4,1.8993234855516577E-4,8.3416305237109452,9.4945615509115555,10.444017706002711,41.708152618554728,47.472807754557778,52.220088530013562,83.416305237109455,94.945615509115555,104.44017706002712,{"$f":"Input!$F$21*C519","v":16.68326104742189},{"$f":"Input!$F$21*D519","v":18.993234855516576},20.892558341068234,null,509000,148.24705622093171]
[null,510,1.6753260253727788E-4,1.8993234855516577E-4,8.3766301268638941,9.4945615509115555,10.444017706002711,41.88315063431947,47.472807754557778,52.220088530013562,83.766301268638941,94.945615509115555,104.44017706002712,{"$f":"Input!$F$21*C520","v":16.753260253727788},{"$f":"Input!$F$21*D520","v":18.993234855516576},20.892558341068234,null,510000,148.53830780486282]
[null,511,1.6613261841115989E-4,1.8993234855516577E-4,8.3066309205579945,9.4945615509115555,10.444017706002711,41.533154602789971,47.472807754557778,52.220088530013562,83.066309205579941,94.945615509115555,104.44017706002712,{"$f":"Input!$F$21*C521","v":16.613261841115989},{"$f":"Input!$F$21*D521","v":18.993234855516576},20.892558341068234,null,511000,148.82955938879394]
[null,512,1.6753260253727788E-4,1.8993234855516577E-4,8.3766301268638941,9.4945615509115555,10.444017706002711,41.88315063431947,47.472807754557778,52.220088530013562,83.766301268638941,94.945615509115555,104.44017706002712,{"$f":"Input!$F$21*C522","v":16.753260253727788},{"$f":"Input!$F$21*D522","v":18.993234855516576},20.892558341068234,null,512000,149.120810972725]
[null,513,1.6823259460033689E-4,1.8993234855516577E-4,{"$f":"$E$9*C523","v":8.4116297300168448},9.4945615509115555,{"$f":"F523*1.1","v":10.444017706002711},{"$f":"$H$9*C523","v":42.05814865008422},47.472807754557778,{"$f":"I523*1.1","v":52.220088530013562},{"$f":"$K$9*C523","v":84.116297300168441},94.945615509115555,{"$f":"L523*1.1","v":104.44017706002712},{"$f":"Input!$F$21*C523","v":16.82325946003369},{"$f":"Input!$F$21*D523","v":18.993234855516576},20.892558341068234,null,513000,{"$f":"$V$15*R523+$V$16","v":149.41206255665611}]
[null,514,1.6823259460033689E-4,1.8923235649210676E-4,8.4116297300168448,9.4595695246536753,10.405526477119043,42.05814865008422,47.297847623268375,52.027632385595219,84.116297300168441,94.595695246536749,104.05526477119044,{"$f":"Input!$F$21*C524","v":16.82325946003369},{"$f":"Input!$F$21*D524","v":18.923235649210675},{"$f":"O524*1.1","v":20.815559214131742},null,514000,149.70331414058722]
[null,515,1.6823259460033689E-4,1.8923235649210676E-4,8.4116297300168448,9.4595695246536753,10.405526477119043,42.05814865008422,47.297847623268375,52.027632385595219,84.116297300168441,94.595695246536749,104.05526477119044,{"$f":"Input!$F$21*C525","v":16.82325946003369},{"$f":"Input!$F$21*D525","v":18.923235649210675},20.815559214131742,null,515000,149.99456572451834]
[null,516,1.689325866633959E-4,1.8923235649210676E-4,8.4466293331697955,9.4595695246536753,10.405526477119043,42.233146665848977,47.297847623268375,52.027632385595219,84.466293331697955,94.595695246536749,104.05526477119044,{"$f":"Input!$F$21*C526","v":16.893258666339591},{"$f":"Input!$F$21*D526","v":18.923235649210675},20.815559214131742,null,516000,150.28581730844945]
[null,517,1.6823259460033689E-4,1.8923235649210676E-4,8.4116297300168448,9.4595695246536753,10.405526477119043,42.05814865008422,47.297847623268375,52.027632385595219,84.116297300168441,94.595695246536749,104.05526477119044,{"$f":"Input!$F$21*C527","v":16.82325946003369},{"$f":"Input!$F$21*D527","v":18.923235649210675},20.815559214131742,null,517000,150.57706889238051]
[null,518,1.6823259460033689E-4,1.8923235649210676E-4,8.4116297300168448,9.4595695246536753,10.405526477119043,42.05814865008422,47.297847623268375,52.027632385595219,84.116297300168441,94.595695246536749,104.05526477119044,{"$f":"Input!$F$21*C528","v":16.82325946003369},{"$f":"Input!$F$21*D528","v":18.923235649210675},20.815559214131742,null,518000,150.86832047631162]
[null,519,1.6963257872645488E-4,1.8923235649210676E-4,8.4816289363227444,9.4595695246536753,10.405526477119043,42.40814468161372,47.297847623268375,52.027632385595219,84.81628936322744,94.595695246536749,104.05526477119044,{"$f":"Input!$F$21*C529","v":16.963257872645489},{"$f":"Input!$F$21*D529","v":18.923235649210675},20.815559214131742,null,519000,151.15957206024274]
[null,520,1.6963257872645488E-4,1.8923235649210676E-4,8.4816289363227444,9.4595695246536753,10.405526477119043,42.40814468161372,47.297847623268375,52.027632385595219,84.81628936322744,94.595695246536749,104.05526477119044,{"$f":"Input!$F$21*C530","v":16.963257872645489},{"$f":"Input!$F$21*D530","v":18.923235649210675},20.815559214131742,null,520000,151.45082364417385]
[null,521,1.689325866633959E-4,1.8923235649210676E-4,8.4466293331697955,9.4595695246536753,10.405526477119043,42.233146665848977,47.297847623268375,52.027632385595219,84.466293331697955,94.595695246536749,104.05526477119044,{"$f":"Input!$F$21*C531","v":16.893258666339591},{"$f":"Input!$F$21*D531","v":18.923235649210675},20.815559214131742,null,521000,151.74207522810497]
[null,522,1.689325866633959E-4,1.8923235649210676E-4,8.4466293331697955,9.4595695246536753,10.405526477119043,42.233146665848977,47.297847623268375,52.027632385595219,84.466293331697955,94.595695246536749,104.05526477119044,{"$f":"Input!$F$21*C532","v":16.893258666339591},{"$f":"Input!$F$21*D532","v":18.923235649210675},20.815559214131742,null,522000,152.03332681203608]
[null,523,1.7033257078951389E-4,1.8923235649210676E-4,8.5166285394756951,9.4595695246536753,10.405526477119043,42.58314269737847,47.297847623268375,52.027632385595219,85.16628539475694,94.595695246536749,104.05526477119044,{"$f":"Input!$F$21*C533","v":17.03325707895139},{"$f":"Input!$F$21*D533","v":18.923235649210675},20.815559214131742,null,523000,152.32457839596714]
[null,524,1.7103256285257284E-4,1.8923235649210676E-4,8.5516281426286422,9.4595695246536753,10.405526477119043,42.758140713143213,47.297847623268375,52.027632385595219,85.516281426286426,94.595695246536749,104.05526477119044,{"$f":"Input!$F$21*C534","v":17.103256285257284},{"$f":"Input!$F$21*D534","v":18.923235649210675},20.815559214131742,null,524000,152.61582997989825]
[null,525,1.7103256285257284E-4,1.8923235649210676E-4,8.5516281426286422,9.4595695246536753,10.405526477119043,42.758140713143213,47.297847623268375,52.027632385595219,85.516281426286426,94.595695246536749,104.05526477119044,{"$f":"Input!$F$21*C535","v":17.103256285257284},{"$f":"Input!$F$21*D535","v":18.923235649210675},20.815559214131742,null,525000,152.90708156382937]
[null,526,1.7173255491563185E-4,1.8923235649210676E-4,8.5866277457815929,9.4595695246536753,10.405526477119043,42.933138728907963,47.297847623268375,52.027632385595219,85.866277457815926,94.595695246536749,104.05526477119044,{"$f":"Input!$F$21*C536","v":17.173255491563186},{"$f":"Input!$F$21*D536","v":18.923235649210675},20.815559214131742,null,526000,153.19833314776048]
[null,527,1.7313253904174984E-4,1.8923235649210676E-4,8.6566269520874926,9.4595695246536753,10.405526477119043,43.283134760437463,47.297847623268375,52.027632385595219,86.566269520874926,94.595695246536749,104.05526477119044,{"$f":"Input!$F$21*C537","v":17.313253904174985},{"$f":"Input!$F$21*D537","v":18.923235649210675},20.815559214131742,null,527000,153.48958473169159]
[null,528,1.7243254697869089E-4,1.8923235649210676E-4,8.6216273489345436,9.4595695246536753,10.405526477119043,43.10813674467272,47.297847623268375,52.027632385595219,86.21627348934544,94.595695246536749,104.05526477119044,{"$f":"Input!$F$21*C538","v":17.243254697869087},{"$f":"Input!$F$21*D538","v":18.923235649210675},20.815559214131742,null,528000,153.78083631562265]
[null,529,1.7173255491563185E-4,1.8923235649210676E-4,8.5866277457815929,9.4595695246536753,10.405526477119043,42.933138728907963,47.297847623268375,52.027632385595219,85.866277457815926,94.595695246536749,104.05526477119044,{"$f":"Input!$F$21*C539","v":17.173255491563186},{"$f":"Input!$F$21*D539","v":18.923235649210675},20.815559214131742,null,529000,154.07208789955376]
[null,530,1.7103256285257284E-4,1.8923235649210676E-4,8.5516281426286422,9.4595695246536753,10.405526477119043,42.758140713143213,47.297847623268375,52.027632385595219,85.516281426286426,94.595695246536749,104.05526477119044,{"$f":"Input!$F$21*C540","v":17.103256285257284},{"$f":"Input!$F$21*D540","v":18.923235649210675},20.815559214131742,null,530000,154.36333948348488]
[null,531,1.7033257078951389E-4,1.8923235649210676E-4,8.5166285394756951,9.4595695246536753,10.405526477119043,42.58314269737847,47.297847623268375,52.027632385595219,85.16628539475694,94.595695246536749,104.05526477119044,{"$f":"Input!$F$21*C541","v":17.03325707895139},{"$f":"Input!$F$21*D541","v":18.923235649210675},20.815559214131742,null,531000,154.65459106741599]
[null,532,1.7103256285257284E-4,1.8923235649210676E-4,8.5516281426286422,9.4595695246536753,10.405526477119043,42.758140713143213,47.297847623268375,52.027632385595219,85.516281426286426,94.595695246536749,104.05526477119044,{"$f":"Input!$F$21*C542","v":17.103256285257284},{"$f":"Input!$F$21*D542","v":18.923235649210675},20.815559214131742,null,532000,154.94584265134711]
[null,533,1.7243254697869089E-4,1.8923235649210676E-4,8.6216273489345436,9.4595695246536753,10.405526477119043,43.10813674467272,47.297847623268375,52.027632385595219,86.21627348934544,94.595695246536749,104.05526477119044,{"$f":"Input!$F$21*C543","v":17.243254697869087},{"$f":"Input!$F$21*D543","v":18.923235649210675},20.815559214131742,null,533000,155.23709423527816]
[null,534,1.7313253904174984E-4,1.8923235649210676E-4,8.6566269520874926,9.4595695246536753,10.405526477119043,43.283134760437463,47.297847623268375,52.027632385595219,86.566269520874926,94.595695246536749,104.05526477119044,{"$f":"Input!$F$21*C544","v":17.313253904174985},{"$f":"Input!$F$21*D544","v":18.923235649210675},20.815559214131742,null,534000,155.52834581920928]
[null,535,1.7313253904174984E-4,1.8853236442904775E-4,8.6566269520874926,9.4245774983957933,10.367035248235373,43.283134760437463,47.122887491978972,51.835176241176875,86.566269520874926,94.245774983957944,103.67035248235375,{"$f":"Input!$F$21*C545","v":17.313253904174985},{"$f":"Input!$F$21*D545","v":18.853236442904773},20.738560087195253,null,535000,155.81959740314039]
[null,536,1.7313253904174984E-4,1.8853236442904775E-4,8.6566269520874926,9.4245774983957933,10.367035248235373,43.283134760437463,47.122887491978972,51.835176241176875,86.566269520874926,94.245774983957944,103.67035248235375,{"$f":"Input!$F$21*C546","v":17.313253904174985},{"$f":"Input!$F$21*D546","v":18.853236442904773},20.738560087195253,null,536000,156.11084898707151]
[null,537,1.7383253110480885E-4,1.8853236442904775E-4,8.6916265552404433,9.4245774983957933,10.367035248235373,43.458132776202213,47.122887491978972,51.835176241176875,86.916265552404425,94.245774983957944,103.67035248235375,{"$f":"Input!$F$21*C547","v":17.383253110480887},{"$f":"Input!$F$21*D547","v":18.853236442904773},20.738560087195253,null,537000,156.40210057100262]
[null,538,1.7243254697869089E-4,1.8853236442904775E-4,8.6216273489345436,9.4245774983957933,10.367035248235373,43.10813674467272,47.122887491978972,51.835176241176875,86.21627348934544,94.245774983957944,103.67035248235375,{"$f":"Input!$F$21*C548","v":17.243254697869087},{"$f":"Input!$F$21*D548","v":18.853236442904773},20.738560087195253,null,538000,156.69335215493373]
[null,539,1.7173255491563185E-4,1.8853236442904775E-4,8.5866277457815929,9.4245774983957933,10.367035248235373,42.933138728907963,47.122887491978972,51.835176241176875,85.866277457815926,94.245774983957944,103.67035248235375,{"$f":"Input!$F$21*C549","v":17.173255491563186},{"$f":"Input!$F$21*D549","v":18.853236442904773},20.738560087195253,null,539000,156.98460373886479]
[null,540,1.6963257872645488E-4,1.8853236442904775E-4,8.4816289363227444,9.4245774983957933,10.367035248235373,42.40814468161372,47.122887491978972,51.835176241176875,84.81628936322744,94.245774983957944,103.67035248235375,{"$f":"Input!$F$21*C550","v":16.963257872645489},{"$f":"Input!$F$21*D550","v":18.853236442904773},20.738560087195253,null,540000,157.27585532279591]
[null,541,1.7103256285257284E-4,1.8853236442904775E-4,8.5516281426286422,9.4245774983957933,10.367035248235373,42.758140713143213,47.122887491978972,51.835176241176875,85.516281426286426,94.245774983957944,103.67035248235375,{"$f":"Input!$F$21*C551","v":17.103256285257284},{"$f":"Input!$F$21*D551","v":18.853236442904773},20.738560087195253,null,541000,157.56710690672702]
[null,542,1.7243254697869089E-4,1.8853236442904775E-4,8.6216273489345436,9.4245774983957933,10.367035248235373,43.10813674467272,47.122887491978972,51.835176241176875,86.21627348934544,94.245774983957944,103.67035248235375,{"$f":"Input!$F$21*C552","v":17.243254697869087},{"$f":"Input!$F$21*D552","v":18.853236442904773},20.738560087195253,null,542000,157.85835849065813]
[null,543,1.7173255491563185E-4,1.8853236442904775E-4,8.5866277457815929,9.4245774983957933,10.367035248235373,42.933138728907963,47.122887491978972,51.835176241176875,85.866277457815926,94.245774983957944,103.67035248235375,{"$f":"Input!$F$21*C553","v":17.173255491563186},{"$f":"Input!$F$21*D553","v":18.853236442904773},20.738560087195253,null,543000,158.14961007458925]
[null,544,1.7033257078951389E-4,1.8853236442904775E-4,8.5166285394756951,9.4245774983957933,10.367035248235373,42.58314269737847,47.122887491978972,51.835176241176875,85.16628539475694,94.245774983957944,103.67035248235375,{"$f":"Input!$F$21*C554","v":17.03325707895139},{"$f":"Input!$F$21*D554","v":18.853236442904773},20.738560087195253,null,544000,158.4408616585203]
[null,545,1.7103256285257284E-4,1.8853236442904775E-4,8.5516281426286422,9.4245774983957933,10.367035248235373,42.758140713143213,47.122887491978972,51.835176241176875,85.516281426286426,94.245774983957944,103.67035248235375,{"$f":"Input!$F$21*C555","v":17.103256285257284},{"$f":"Input!$F$21*D555","v":18.853236442904773},20.738560087195253,null,545000,158.73211324245142]
[null,546,1.6963257872645488E-4,1.8853236442904775E-4,8.4816289363227444,9.4245774983957933,10.367035248235373,42.40814468161372,47.122887491978972,51.835176241176875,84.81628936322744,94.245774983957944,103.67035248235375,{"$f":"Input!$F$21*C556","v":16.963257872645489},{"$f":"Input!$F$21*D556","v":18.853236442904773},20.738560087195253,null,546000,159.02336482638253]
[null,547,1.6963257872645488E-4,1.8853236442904775E-4,8.4816289363227444,9.4245774983957933,10.367035248235373,42.40814468161372,47.122887491978972,51.835176241176875,84.81628936322744,94.245774983957944,103.67035248235375,{"$f":"Input!$F$21*C557","v":16.963257872645489},{"$f":"Input!$F$21*D557","v":18.853236442904773},20.738560087195253,null,547000,159.31461641031365]
[null,548,1.6963257872645488E-4,1.8853236442904775E-4,8.4816289363227444,9.4245774983957933,10.367035248235373,42.40814468161372,47.122887491978972,51.835176241176875,84.81628936322744,94.245774983957944,103.67035248235375,{"$f":"Input!$F$21*C558","v":16.963257872645489},{"$f":"Input!$F$21*D558","v":18.853236442904773},20.738560087195253,null,548000,159.60586799424476]
[null,549,1.7033257078951389E-4,1.8853236442904775E-4,8.5166285394756951,9.4245774983957933,10.367035248235373,42.58314269737847,47.122887491978972,51.835176241176875,85.16628539475694,94.245774983957944,103.67035248235375,{"$f":"Input!$F$21*C559","v":17.03325707895139},{"$f":"Input!$F$21*D559","v":18.853236442904773},20.738560087195253,null,549000,159.89711957817582]
[null,550,1.7173255491563185E-4,1.8853236442904775E-4,8.5866277457815929,9.4245774983957933,10.367035248235373,42.933138728907963,47.122887491978972,51.835176241176875,85.866277457815926,94.245774983957944,103.67035248235375,{"$f":"Input!$F$21*C560","v":17.173255491563186},{"$f":"Input!$F$21*D560","v":18.853236442904773},20.738560087195253,null,550000,160.18837116210693]
[null,551,1.7243254697869089E-4,1.8853236442904775E-4,8.6216273489345436,9.4245774983957933,10.367035248235373,43.10813674467272,47.122887491978972,51.835176241176875,86.21627348934544,94.245774983957944,103.67035248235375,{"$f":"Input!$F$21*C561","v":17.243254697869087},{"$f":"Input!$F$21*D561","v":18.853236442904773},20.738560087195253,null,551000,160.47962274603805]
[null,552,1.7523251523092684E-4,1.8853236442904775E-4,8.7616257615463429,9.4245774983957933,10.367035248235373,43.808128807731713,47.122887491978972,51.835176241176875,87.616257615463425,94.245774983957944,103.67035248235375,{"$f":"Input!$F$21*C562","v":17.523251523092686},{"$f":"Input!$F$21*D562","v":18.853236442904773},20.738560087195253,null,552000,160.77087432996916]
[null,553,1.7803248348316283E-4,1.8853236442904775E-4,8.9016241741581421,9.4245774983957933,10.367035248235373,44.508120870790705,47.122887491978972,51.835176241176875,89.01624174158141,94.245774983957944,103.67035248235375,{"$f":"Input!$F$21*C563","v":17.803248348316284},{"$f":"Input!$F$21*D563","v":18.853236442904773},20.738560087195253,null,553000,161.06212591390027]
[null,554,1.8083245173539881E-4,1.8783237236598876E-4,9.0416225867699396,9.3895854721379131,10.328544019351705,45.208112933849705,46.947927360689569,51.642720096758531,90.41622586769941,93.895854721379138,103.28544019351706,{"$f":"Input!$F$21*C564","v":18.083245173539879},{"$f":"Input!$F$21*D564","v":18.783237236598875},20.661560960258765,null,554000,161.35337749783139]
[null,555,1.7943246760928082E-4,1.8783237236598876E-4,8.9716233804640417,9.3895854721379131,10.328544019351705,44.858116902320205,46.947927360689569,51.642720096758531,89.71623380464041,93.895854721379138,103.28544019351706,{"$f":"Input!$F$21*C565","v":17.943246760928083},{"$f":"Input!$F$21*D565","v":18.783237236598875},20.661560960258765,null,555000,161.64462908176245]
[null,556,1.7803248348316283E-4,1.8783237236598876E-4,8.9016241741581421,9.3895854721379131,10.328544019351705,44.508120870790705,46.947927360689569,51.642720096758531,89.01624174158141,93.895854721379138,103.28544019351706,{"$f":"Input!$F$21*C566","v":17.803248348316284},{"$f":"Input!$F$21*D566","v":18.783237236598875},20.661560960258765,null,556000,161.93588066569356]
[null,557,1.7873247554622181E-4,1.8783237236598876E-4,8.936623777311091,9.3895854721379131,10.328544019351705,44.683118886555455,46.947927360689569,51.642720096758531,89.36623777311091,93.895854721379138,103.28544019351706,{"$f":"Input!$F$21*C567","v":17.873247554622182},{"$f":"Input!$F$21*D567","v":18.783237236598875},20.661560960258765,null,557000,162.22713224962467]
[null,558,1.8013245967233983E-4,1.8783237236598876E-4,9.0066229836169907,9.3895854721379131,10.328544019351705,45.033114918084955,46.947927360689569,51.642720096758531,90.06622983616991,93.895854721379138,103.28544019351706,{"$f":"Input!$F$21*C568","v":18.013245967233981},{"$f":"Input!$F$21*D568","v":18.783237236598875},20.661560960258765,null,558000,162.51838383355579]
[null,559,1.8083245173539881E-4,1.8783237236598876E-4,9.0416225867699396,9.3895854721379131,10.328544019351705,45.208112933849705,46.947927360689569,51.642720096758531,90.41622586769941,93.895854721379138,103.28544019351706,{"$f":"Input!$F$21*C569","v":18.083245173539879},{"$f":"Input!$F$21*D569","v":18.783237236598875},20.661560960258765,null,559000,162.8096354174869]
[null,560,1.8083245173539881E-4,1.8783237236598876E-4,9.0416225867699396,9.3895854721379131,10.328544019351705,45.208112933849705,46.947927360689569,51.642720096758531,90.41622586769941,93.895854721379138,103.28544019351706,{"$f":"Input!$F$21*C570","v":18.083245173539879},{"$f":"Input!$F$21*D570","v":18.783237236598875},20.661560960258765,null,560000,163.10088700141796]
[null,561,1.7943246760928082E-4,1.8783237236598876E-4,8.9716233804640417,9.3895854721379131,10.328544019351705,44.858116902320205,46.947927360689569,51.642720096758531,89.71623380464041,93.895854721379138,103.28544019351706,{"$f":"Input!$F$21*C571","v":17.943246760928083},{"$f":"Input!$F$21*D571","v":18.783237236598875},20.661560960258765,null,561000,163.39213858534907]
[null,562,1.7943246760928082E-4,1.8783237236598876E-4,8.9716233804640417,9.3895854721379131,10.328544019351705,44.858116902320205,46.947927360689569,51.642720096758531,89.71623380464041,93.895854721379138,103.28544019351706,{"$f":"Input!$F$21*C572","v":17.943246760928083},{"$f":"Input!$F$21*D572","v":18.783237236598875},20.661560960258765,null,562000,163.68339016928019]
[null,563,1.7943246760928082E-4,1.8783237236598876E-4,8.9716233804640417,9.3895854721379131,10.328544019351705,44.858116902320205,46.947927360689569,51.642720096758531,89.71623380464041,93.895854721379138,103.28544019351706,{"$f":"Input!$F$21*C573","v":17.943246760928083},{"$f":"Input!$F$21*D573","v":18.783237236598875},20.661560960258765,null,563000,163.9746417532113]
[null,564,1.7943246760928082E-4,1.8783237236598876E-4,8.9716233804640417,9.3895854721379131,10.328544019351705,44.858116902320205,46.947927360689569,51.642720096758531,89.71623380464041,93.895854721379138,103.28544019351706,{"$f":"Input!$F$21*C574","v":17.943246760928083},{"$f":"Input!$F$21*D574","v":18.783237236598875},20.661560960258765,null,564000,164.26589333714242]
[null,565,1.7943246760928082E-4,1.8783237236598876E-4,8.9716233804640417,9.3895854721379131,10.328544019351705,44.858116902320205,46.947927360689569,51.642720096758531,89.71623380464041,93.895854721379138,103.28544019351706,{"$f":"Input!$F$21*C575","v":17.943246760928083},{"$f":"Input!$F$21*D575","v":18.783237236598875},20.661560960258765,null,565000,164.55714492107347]
[null,566,1.7663249935704484E-4,1.8783237236598876E-4,8.8316249678522425,9.3895854721379131,10.328544019351705,44.158124839261205,46.947927360689569,51.642720096758531,88.316249678522411,93.895854721379138,103.28544019351706,{"$f":"Input!$F$21*C576","v":17.663249935704485},{"$f":"Input!$F$21*D576","v":18.783237236598875},20.661560960258765,null,566000,164.84839650500459]
[null,567,1.7313253904174984E-4,1.8783237236598876E-4,8.6566269520874926,9.3895854721379131,10.328544019351705,43.283134760437463,46.947927360689569,51.642720096758531,86.566269520874926,93.895854721379138,103.28544019351706,{"$f":"Input!$F$21*C577","v":17.313253904174985},{"$f":"Input!$F$21*D577","v":18.783237236598875},20.661560960258765,null,567000,165.1396480889357]
[null,568,1.7173255491563185E-4,1.8783237236598876E-4,8.5866277457815929,9.3895854721379131,10.328544019351705,42.933138728907963,46.947927360689569,51.642720096758531,85.866277457815926,93.895854721379138,103.28544019351706,{"$f":"Input!$F$21*C578","v":17.173255491563186},{"$f":"Input!$F$21*D578","v":18.783237236598875},20.661560960258765,null,568000,165.43089967286681]
[null,569,1.7453252316786783E-4,1.8783237236598876E-4,8.7266261583933922,9.3895854721379131,10.328544019351705,43.633130791966956,46.947927360689569,51.642720096758531,87.266261583933911,93.895854721379138,103.28544019351706,{"$f":"Input!$F$21*C579","v":17.453252316786784},{"$f":"Input!$F$21*D579","v":18.783237236598875},20.661560960258765,null,569000,165.72215125679793]
[null,570,1.8083245173539881E-4,1.8783237236598876E-4,9.0416225867699396,9.3895854721379131,10.328544019351705,45.208112933849705,46.947927360689569,51.642720096758531,90.41622586769941,93.895854721379138,103.28544019351706,{"$f":"Input!$F$21*C580","v":18.083245173539879},{"$f":"Input!$F$21*D580","v":18.783237236598875},20.661560960258765,null,570000,166.01340284072904]
[null,571,1.8503240411375276E-4,1.8783237236598876E-4,9.2516202056876384,9.3895854721379131,10.328544019351705,46.25810102843819,46.947927360689569,51.642720096758531,92.516202056876381,93.895854721379138,103.28544019351706,{"$f":"Input!$F$21*C581","v":18.503240411375277},{"$f":"Input!$F$21*D581","v":18.783237236598875},20.661560960258765,null,571000,166.3046544246601]
[null,572,1.8783237236598876E-4,1.8783237236598876E-4,9.3916186182994377,9.3895854721379131,10.328544019351705,46.95809309149719,46.947927360689569,51.642720096758531,93.91618618299438,93.895854721379138,103.28544019351706,{"$f":"Input!$F$21*C582","v":18.783237236598875},{"$f":"Input!$F$21*D582","v":18.783237236598875},20.661560960258765,null,572000,166.59590600859121]
[null,573,1.9063234061822475E-4,1.8783237236598876E-4,9.5316170309112369,9.3895854721379131,10.328544019351705,47.65808515455619,46.947927360689569,51.642720096758531,95.31617030911238,93.895854721379138,103.28544019351706,{"$f":"Input!$F$21*C583","v":19.063234061822474},{"$f":"Input!$F$21*D583","v":18.783237236598875},20.661560960258765,null,573000,166.88715759252233]
[null,574,1.8783237236598876E-4,1.8783237236598876E-4,9.3916186182994377,9.3895854721379131,10.328544019351705,46.95809309149719,46.947927360689569,51.642720096758531,93.91618618299438,93.895854721379138,103.28544019351706,{"$f":"Input!$F$21*C584","v":18.783237236598875},{"$f":"Input!$F$21*D584","v":18.783237236598875},20.661560960258765,null,574000,167.17840917645344]
[null,575,1.8503240411375276E-4,1.8783237236598876E-4,9.2516202056876384,9.3895854721379131,10.328544019351705,46.25810102843819,46.947927360689569,51.642720096758531,92.516202056876381,93.895854721379138,103.28544019351706,{"$f":"Input!$F$21*C585","v":18.503240411375277},{"$f":"Input!$F$21*D585","v":18.783237236598875},20.661560960258765,null,575000,167.46966076038456]
[null,576,1.8433241205069377E-4,1.8783237236598876E-4,9.2166206025346895,9.3895854721379131,10.328544019351705,46.08310301267344,46.947927360689569,51.642720096758531,92.166206025346881,93.895854721379138,103.28544019351706,{"$f":"Input!$F$21*C586","v":18.433241205069379},{"$f":"Input!$F$21*D586","v":18.783237236598875},20.661560960258765,null,576000,167.76091234431561]
[null,577,1.8573239617681176E-4,1.8783237236598876E-4,{"$f":"$E$9*C587","v":9.2866198088405874},9.3895854721379131,{"$f":"F587*1.1","v":10.328544019351705},{"$f":"$H$9*C587","v":46.43309904420294},46.947927360689569,{"$f":"I587*1.1","v":51.642720096758531},{"$f":"$K$9*C587","v":92.866198088405881},93.895854721379138,{"$f":"L587*1.1","v":103.28544019351706},{"$f":"Input!$F$21*C587","v":18.573239617681175},{"$f":"Input!$F$21*D587","v":18.783237236598875},20.661560960258765,null,577000,{"$f":"$V$15*R587+$V$16","v":168.05216392824673}]
[null,578,1.8713238030292976E-4,1.8783237236598876E-4,9.356619015146487,9.3895854721379131,10.328544019351705,46.78309507573244,46.947927360689569,51.642720096758531,93.56619015146488,93.895854721379138,103.28544019351706,{"$f":"Input!$F$21*C588","v":18.713238030292974},{"$f":"Input!$F$21*D588","v":18.783237236598875},{"$f":"O588*1.1","v":20.661560960258765},null,578000,168.34341551217784]
[null,579,1.8923235649210676E-4,1.8783237236598876E-4,9.4616178246053373,9.3895854721379131,10.328544019351705,47.30808912302669,46.947927360689569,51.642720096758531,94.61617824605338,93.895854721379138,103.28544019351706,{"$f":"Input!$F$21*C589","v":18.923235649210675},{"$f":"Input!$F$21*D589","v":18.783237236598875},20.661560960258765,null,579000,168.63466709610896]
[null,580,1.9063234061822475E-4,1.8713238030292976E-4,9.5316170309112369,9.3545934458800328,10.290052790468037,47.65808515455619,46.772967229400159,51.45026395234018,95.31617030911238,93.545934458800318,102.90052790468036,{"$f":"Input!$F$21*C590","v":19.063234061822474},{"$f":"Input!$F$21*D590","v":18.713238030292974},20.584561833322272,null,580000,168.92591868004007]
[null,581,1.9133233268128376E-4,1.8713238030292976E-4,9.5666166340641876,9.3545934458800328,10.290052790468037,47.83308317032094,46.772967229400159,51.45026395234018,95.66616634064188,93.545934458800318,102.90052790468036,{"$f":"Input!$F$21*C591","v":19.133233268128375},{"$f":"Input!$F$21*D591","v":18.713238030292974},20.584561833322272,null,581000,169.21717026397113]
[null,582,1.9273231680740175E-4,1.8713238030292976E-4,9.6366158403700872,9.3545934458800328,10.290052790468037,48.18307920185044,46.772967229400159,51.45026395234018,96.366158403700879,93.545934458800318,102.90052790468036,{"$f":"Input!$F$21*C592","v":19.273231680740174},{"$f":"Input!$F$21*D592","v":18.713238030292974},20.584561833322272,null,582000,169.50842184790224]
[null,583,1.9133233268128376E-4,1.8713238030292976E-4,9.5666166340641876,9.3545934458800328,10.290052790468037,47.83308317032094,46.772967229400159,51.45026395234018,95.66616634064188,93.545934458800318,102.90052790468036,{"$f":"Input!$F$21*C593","v":19.133233268128375},{"$f":"Input!$F$21*D593","v":18.713238030292974},20.584561833322272,null,583000,169.79967343183336]
[null,584,1.9063234061822475E-4,1.8713238030292976E-4,9.5316170309112369,9.3545934458800328,10.290052790468037,47.65808515455619,46.772967229400159,51.45026395234018,95.31617030911238,93.545934458800318,102.90052790468036,{"$f":"Input!$F$21*C594","v":19.063234061822474},{"$f":"Input!$F$21*D594","v":18.713238030292974},20.584561833322272,null,584000,170.09092501576447]
[null,585,1.8993234855516577E-4,1.8713238030292976E-4,9.496617427758288,9.3545934458800328,10.290052790468037,47.48308713879144,46.772967229400159,51.45026395234018,94.96617427758288,93.545934458800318,102.90052790468036,{"$f":"Input!$F$21*C595","v":18.993234855516576},{"$f":"Input!$F$21*D595","v":18.713238030292974},20.584561833322272,null,585000,170.38217659969558]
[null,586,1.8433241205069377E-4,1.8713238030292976E-4,9.2166206025346895,9.3545934458800328,10.290052790468037,46.08310301267344,46.772967229400159,51.45026395234018,92.166206025346881,93.545934458800318,102.90052790468036,{"$f":"Input!$F$21*C596","v":18.433241205069379},{"$f":"Input!$F$21*D596","v":18.713238030292974},20.584561833322272,null,586000,170.6734281836267]
[null,587,1.7803248348316283E-4,1.8713238030292976E-4,8.9016241741581421,9.3545934458800328,10.290052790468037,44.508120870790705,46.772967229400159,51.45026395234018,89.01624174158141,93.545934458800318,102.90052790468036,{"$f":"Input!$F$21*C597","v":17.803248348316284},{"$f":"Input!$F$21*D597","v":18.713238030292974},20.584561833322272,null,587000,170.96467976755775]
[null,588,1.7733249142010382E-4,1.8713238030292976E-4,8.8666245710051914,9.3545934458800328,10.290052790468037,44.333122855025955,46.772967229400159,51.45026395234018,88.666245710051911,93.545934458800318,102.90052790468036,{"$f":"Input!$F$21*C598","v":17.733249142010383},{"$f":"Input!$F$21*D598","v":18.713238030292974},20.584561833322272,null,588000,171.25593135148887]
[null,589,1.7523251523092684E-4,1.8713238030292976E-4,8.7616257615463429,9.3545934458800328,10.290052790468037,43.808128807731713,46.772967229400159,51.45026395234018,87.616257615463425,93.545934458800318,102.90052790468036,{"$f":"Input!$F$21*C599","v":17.523251523092686},{"$f":"Input!$F$21*D599","v":18.713238030292974},20.584561833322272,null,589000,171.54718293541998]
[null,590,1.7313253904174984E-4,1.8713238030292976E-4,8.6566269520874926,9.3545934458800328,10.290052790468037,43.283134760437463,46.772967229400159,51.45026395234018,86.566269520874926,93.545934458800318,102.90052790468036,{"$f":"Input!$F$21*C600","v":17.313253904174985},{"$f":"Input!$F$21*D600","v":18.713238030292974},20.584561833322272,null,590000,171.8384345193511]
[null,591,1.6963257872645488E-4,1.8713238030292976E-4,8.4816289363227444,9.3545934458800328,10.290052790468037,42.40814468161372,46.772967229400159,51.45026395234018,84.81628936322744,93.545934458800318,102.90052790468036,{"$f":"Input!$F$21*C601","v":16.963257872645489},{"$f":"Input!$F$21*D601","v":18.713238030292974},20.584561833322272,null,591000,172.12968610328221]
[null,592,1.6753260253727788E-4,1.8713238030292976E-4,8.3766301268638941,9.3545934458800328,10.290052790468037,41.88315063431947,46.772967229400159,51.45026395234018,83.766301268638941,93.545934458800318,102.90052790468036,{"$f":"Input!$F$21*C602","v":16.753260253727788},{"$f":"Input!$F$21*D602","v":18.713238030292974},20.584561833322272,null,592000,172.42093768721327]
[null,593,1.6753260253727788E-4,1.8713238030292976E-4,8.3766301268638941,9.3545934458800328,10.290052790468037,41.88315063431947,46.772967229400159,51.45026395234018,83.766301268638941,93.545934458800318,102.90052790468036,{"$f":"Input!$F$21*C603","v":16.753260253727788},{"$f":"Input!$F$21*D603","v":18.713238030292974},20.584561833322272,null,593000,172.71218927114438]
[null,594,1.6753260253727788E-4,1.8713238030292976E-4,8.3766301268638941,9.3545934458800328,10.290052790468037,41.88315063431947,46.772967229400159,51.45026395234018,83.766301268638941,93.545934458800318,102.90052790468036,{"$f":"Input!$F$21*C604","v":16.753260253727788},{"$f":"Input!$F$21*D604","v":18.713238030292974},20.584561833322272,null,594000,173.0034408550755]
[null,595,1.6753260253727788E-4,1.8713238030292976E-4,8.3766301268638941,9.3545934458800328,10.290052790468037,41.88315063431947,46.772967229400159,51.45026395234018,83.766301268638941,93.545934458800318,102.90052790468036,{"$f":"Input!$F$21*C605","v":16.753260253727788},{"$f":"Input!$F$21*D605","v":18.713238030292974},20.584561833322272,null,595000,173.29469243900661]
[null,596,1.689325866633959E-4,1.8713238030292976E-4,8.4466293331697955,9.3545934458800328,10.290052790468037,42.233146665848977,46.772967229400159,51.45026395234018,84.466293331697955,93.545934458800318,102.90052790468036,{"$f":"Input!$F$21*C606","v":16.893258666339591},{"$f":"Input!$F$21*D606","v":18.713238030292974},20.584561833322272,null,596000,173.58594402293772]
[null,597,1.6753260253727788E-4,1.8713238030292976E-4,8.3766301268638941,9.3545934458800328,10.290052790468037,41.88315063431947,46.772967229400159,51.45026395234018,83.766301268638941,93.545934458800318,102.90052790468036,{"$f":"Input!$F$21*C607","v":16.753260253727788},{"$f":"Input!$F$21*D607","v":18.713238030292974},20.584561833322272,null,597000,173.87719560686884]
[null,598,1.668326104742189E-4,1.8713238030292976E-4,8.3416305237109452,9.3545934458800328,10.290052790468037,41.708152618554728,46.772967229400159,51.45026395234018,83.416305237109455,93.545934458800318,102.90052790468036,{"$f":"Input!$F$21*C608","v":16.68326104742189},{"$f":"Input!$F$21*D608","v":18.713238030292974},20.584561833322272,null,598000,174.1684471907999]
[null,599,1.6613261841115989E-4,1.8643238823987077E-4,8.3066309205579945,9.3196014196221544,10.251561561584371,41.533154602789971,46.59800709811077,51.25780780792185,83.066309205579941,93.19601419622154,102.5156156158437,{"$f":"Input!$F$21*C609","v":16.613261841115989},{"$f":"Input!$F$21*D609","v":18.643238823987076},20.507562706385784,null,599000,174.45969877473101]
[null,600,1.6543262634810091E-4,1.8643238823987077E-4,8.2716313174050455,9.3196014196221544,10.251561561584371,41.358156587025228,46.59800709811077,51.25780780792185,82.716313174050455,93.19601419622154,102.5156156158437,{"$f":"Input!$F$21*C610","v":16.543262634810091},{"$f":"Input!$F$21*D610","v":18.643238823987076},20.507562706385784,null,600000,174.75095035866212]
[null,601,1.6543262634810091E-4,1.8643238823987077E-4,8.2716313174050455,9.3196014196221544,10.251561561584371,41.358156587025228,46.59800709811077,51.25780780792185,82.716313174050455,93.19601419622154,102.5156156158437,{"$f":"Input!$F$21*C611","v":16.543262634810091},{"$f":"Input!$F$21*D611","v":18.643238823987076},20.507562706385784,null,601000,175.04220194259324]
[null,602,1.6543262634810091E-4,1.8643238823987077E-4,8.2716313174050455,9.3196014196221544,10.251561561584371,41.358156587025228,46.59800709811077,51.25780780792185,82.716313174050455,93.19601419622154,102.5156156158437,{"$f":"Input!$F$21*C612","v":16.543262634810091},{"$f":"Input!$F$21*D612","v":18.643238823987076},20.507562706385784,null,602000,175.33345352652435]
[null,603,1.6613261841115989E-4,1.8643238823987077E-4,8.3066309205579945,9.3196014196221544,10.251561561584371,41.533154602789971,46.59800709811077,51.25780780792185,83.066309205579941,93.19601419622154,102.5156156158437,{"$f":"Input!$F$21*C613","v":16.613261841115989},{"$f":"Input!$F$21*D613","v":18.643238823987076},20.507562706385784,null,603000,175.62470511045541]
[null,604,1.6753260253727788E-4,1.8643238823987077E-4,8.3766301268638941,9.3196014196221544,10.251561561584371,41.88315063431947,46.59800709811077,51.25780780792185,83.766301268638941,93.19601419622154,102.5156156158437,{"$f":"Input!$F$21*C614","v":16.753260253727788},{"$f":"Input!$F$21*D614","v":18.643238823987076},20.507562706385784,null,604000,175.91595669438652]
[null,605,1.6753260253727788E-4,1.8643238823987077E-4,8.3766301268638941,9.3196014196221544,10.251561561584371,41.88315063431947,46.59800709811077,51.25780780792185,83.766301268638941,93.19601419622154,102.5156156158437,{"$f":"Input!$F$21*C615","v":16.753260253727788},{"$f":"Input!$F$21*D615","v":18.643238823987076},20.507562706385784,null,605000,176.20720827831764]
[null,606,1.6823259460033689E-4,1.8643238823987077E-4,8.4116297300168448,9.3196014196221544,10.251561561584371,42.05814865008422,46.59800709811077,51.25780780792185,84.116297300168441,93.19601419622154,102.5156156158437,{"$f":"Input!$F$21*C616","v":16.82325946003369},{"$f":"Input!$F$21*D616","v":18.643238823987076},20.507562706385784,null,606000,176.49845986224875]
[null,607,1.6753260253727788E-4,1.8643238823987077E-4,8.3766301268638941,9.3196014196221544,10.251561561584371,41.88315063431947,46.59800709811077,51.25780780792185,83.766301268638941,93.19601419622154,102.5156156158437,{"$f":"Input!$F$21*C617","v":16.753260253727788},{"$f":"Input!$F$21*D617","v":18.643238823987076},20.507562706385784,null,607000,176.78971144617987]
[null,608,1.668326104742189E-4,1.8643238823987077E-4,8.3416305237109452,9.3196014196221544,10.251561561584371,41.708152618554728,46.59800709811077,51.25780780792185,83.416305237109455,93.19601419622154,102.5156156158437,{"$f":"Input!$F$21*C618","v":16.68326104742189},{"$f":"Input!$F$21*D618","v":18.643238823987076},20.507562706385784,null,608000,177.08096303011092]
[null,609,1.668326104742189E-4,1.8643238823987077E-4,8.3416305237109452,9.3196014196221544,10.251561561584371,41.708152618554728,46.59800709811077,51.25780780792185,83.416305237109455,93.19601419622154,102.5156156158437,{"$f":"Input!$F$21*C619","v":16.68326104742189},{"$f":"Input!$F$21*D619","v":18.643238823987076},20.507562706385784,null,609000,177.37221461404204]
[null,610,1.6613261841115989E-4,1.8643238823987077E-4,8.3066309205579945,9.3196014196221544,10.251561561584371,41.533154602789971,46.59800709811077,51.25780780792185,83.066309205579941,93.19601419622154,102.5156156158437,{"$f":"Input!$F$21*C620","v":16.613261841115989},{"$f":"Input!$F$21*D620","v":18.643238823987076},20.507562706385784,null,610000,177.66346619797315]
[null,611,1.647326342850419E-4,1.8643238823987077E-4,8.2366317142520948,9.3196014196221544,10.251561561584371,41.183158571260471,46.59800709811077,51.25780780792185,82.366317142520941,93.19601419622154,102.5156156158437,{"$f":"Input!$F$21*C621","v":16.47326342850419},{"$f":"Input!$F$21*D621","v":18.643238823987076},20.507562706385784,null,611000,177.95471778190426]
[null,612,1.626326580958649E-4,1.8643238823987077E-4,8.1316329047932445,9.3196014196221544,10.251561561584371,40.658164523966221,46.59800709811077,51.25780780792185,81.316329047932442,93.19601419622154,102.5156156158437,{"$f":"Input!$F$21*C622","v":16.263265809586489},{"$f":"Input!$F$21*D622","v":18.643238823987076},20.507562706385784,null,612000,178.24596936583538]
[null,613,1.612326739697469E-4,1.8573239617681176E-4,8.0616336984873449,9.2846093933642742,10.213070332700703,40.308168492436728,46.423046966821367,51.065351663503506,80.616336984873456,92.846093933642734,102.13070332700701,{"$f":"Input!$F$21*C623","v":16.12326739697469},{"$f":"Input!$F$21*D623","v":18.573239617681175},20.430563579449295,null,613000,178.53722094976649]
[null,614,1.5843270571751092E-4,1.8573239617681176E-4,7.9216352858755466,9.2846093933642742,10.213070332700703,39.608176429377728,46.423046966821367,51.065351663503506,79.216352858755457,92.846093933642734,102.13070332700701,{"$f":"Input!$F$21*C624","v":15.843270571751093},{"$f":"Input!$F$21*D624","v":18.573239617681175},20.430563579449295,null,614000,178.82847253369755]
[null,615,1.5773271365445191E-4,1.8573239617681176E-4,7.8866356827225959,9.2846093933642742,10.213070332700703,39.433178413612978,46.423046966821367,51.065351663503506,78.866356827225957,92.846093933642734,102.13070332700701,{"$f":"Input!$F$21*C625","v":15.773271365445192},{"$f":"Input!$F$21*D625","v":18.573239617681175},20.430563579449295,null,615000,179.11972411762866]
[null,616,1.5843270571751092E-4,1.8573239617681176E-4,7.9216352858755466,9.2846093933642742,10.213070332700703,39.608176429377728,46.423046966821367,51.065351663503506,79.216352858755457,92.846093933642734,102.13070332700701,{"$f":"Input!$F$21*C626","v":15.843270571751093},{"$f":"Input!$F$21*D626","v":18.573239617681175},20.430563579449295,null,616000,179.41097570155978]
[null,617,1.5983268984362891E-4,1.8573239617681176E-4,7.9916344921814453,9.2846093933642742,10.213070332700703,39.958172460907228,46.423046966821367,51.065351663503506,79.916344921814456,92.846093933642734,102.13070332700701,{"$f":"Input!$F$21*C627","v":15.983268984362891},{"$f":"Input!$F$21*D627","v":18.573239617681175},20.430563579449295,null,617000,179.70222728549089]
[null,618,1.605326819066879E-4,1.8573239617681176E-4,8.0266340953343942,9.2846093933642742,10.213070332700703,40.133170476671971,46.423046966821367,51.065351663503506,80.266340953343942,92.846093933642734,102.13070332700701,{"$f":"Input!$F$21*C628","v":16.053268190668788},{"$f":"Input!$F$21*D628","v":18.573239617681175},20.430563579449295,null,618000,179.99347886942201]
[null,619,1.612326739697469E-4,1.8573239617681176E-4,8.0616336984873449,9.2846093933642742,10.213070332700703,40.308168492436728,46.423046966821367,51.065351663503506,80.616336984873456,92.846093933642734,102.13070332700701,{"$f":"Input!$F$21*C629","v":16.12326739697469},{"$f":"Input!$F$21*D629","v":18.573239617681175},20.430563579449295,null,619000,180.28473045335306]
[null,620,1.626326580958649E-4,1.8573239617681176E-4,8.1316329047932445,9.2846093933642742,10.213070332700703,40.658164523966221,46.423046966821367,51.065351663503506,81.316329047932442,92.846093933642734,102.13070332700701,{"$f":"Input!$F$21*C630","v":16.263265809586489},{"$f":"Input!$F$21*D630","v":18.573239617681175},20.430563579449295,null,620000,180.57598203728418]
[null,621,1.6403264222198289E-4,1.8573239617681176E-4,8.2016321110991441,9.2846093933642742,10.213070332700703,41.008160555495721,46.423046966821367,51.065351663503506,82.016321110991441,92.846093933642734,102.13070332700701,{"$f":"Input!$F$21*C631","v":16.403264222198288},{"$f":"Input!$F$21*D631","v":18.573239617681175},20.430563579449295,null,621000,180.86723362121529]
[null,622,1.6613261841115989E-4,1.8573239617681176E-4,8.3066309205579945,9.2846093933642742,10.213070332700703,41.533154602789971,46.423046966821367,51.065351663503506,83.066309205579941,92.846093933642734,102.13070332700701,{"$f":"Input!$F$21*C632","v":16.613261841115989},{"$f":"Input!$F$21*D632","v":18.573239617681175},20.430563579449295,null,622000,181.15848520514641]
[null,623,1.6823259460033689E-4,1.8573239617681176E-4,8.4116297300168448,9.2846093933642742,10.213070332700703,42.05814865008422,46.423046966821367,51.065351663503506,84.116297300168441,92.846093933642734,102.13070332700701,{"$f":"Input!$F$21*C633","v":16.82325946003369},{"$f":"Input!$F$21*D633","v":18.573239617681175},20.430563579449295,null,623000,181.44973678907752]
[null,624,1.668326104742189E-4,1.8573239617681176E-4,8.3416305237109452,9.2846093933642742,10.213070332700703,41.708152618554728,46.423046966821367,51.065351663503506,83.416305237109455,92.846093933642734,102.13070332700701,{"$f":"Input!$F$21*C634","v":16.68326104742189},{"$f":"Input!$F$21*D634","v":18.573239617681175},20.430563579449295,null,624000,181.74098837300858]
[null,625,1.6613261841115989E-4,1.8573239617681176E-4,8.3066309205579945,9.2846093933642742,10.213070332700703,41.533154602789971,46.423046966821367,51.065351663503506,83.066309205579941,92.846093933642734,102.13070332700701,{"$f":"Input!$F$21*C635","v":16.613261841115989},{"$f":"Input!$F$21*D635","v":18.573239617681175},20.430563579449295,null,625000,182.03223995693969]
[null,626,1.668326104742189E-4,1.8573239617681176E-4,8.3416305237109452,9.2846093933642742,10.213070332700703,41.708152618554728,46.423046966821367,51.065351663503506,83.416305237109455,92.846093933642734,102.13070332700701,{"$f":"Input!$F$21*C636","v":16.68326104742189},{"$f":"Input!$F$21*D636","v":18.573239617681175},20.430563579449295,null,626000,182.3234915408708]
[null,627,1.6753260253727788E-4,1.8573239617681176E-4,8.3766301268638941,9.2846093933642742,10.213070332700703,41.88315063431947,46.423046966821367,51.065351663503506,83.766301268638941,92.846093933642734,102.13070332700701,{"$f":"Input!$F$21*C637","v":16.753260253727788},{"$f":"Input!$F$21*D637","v":18.573239617681175},20.430563579449295,null,627000,182.61474312480192]
[null,628,1.7033257078951389E-4,1.8573239617681176E-4,8.5166285394756951,9.2846093933642742,10.213070332700703,42.58314269737847,46.423046966821367,51.065351663503506,85.16628539475694,92.846093933642734,102.13070332700701,{"$f":"Input!$F$21*C638","v":17.03325707895139},{"$f":"Input!$F$21*D638","v":18.573239617681175},20.430563579449295,null,628000,182.90599470873303]
[null,629,1.7313253904174984E-4,1.8573239617681176E-4,8.6566269520874926,9.2846093933642742,10.213070332700703,43.283134760437463,46.423046966821367,51.065351663503506,86.566269520874926,92.846093933642734,102.13070332700701,{"$f":"Input!$F$21*C639","v":17.313253904174985},{"$f":"Input!$F$21*D639","v":18.573239617681175},20.430563579449295,null,629000,183.19724629266415]
[null,630,1.7943246760928082E-4,1.8573239617681176E-4,8.9716233804640417,9.2846093933642742,10.213070332700703,44.858116902320205,46.423046966821367,51.065351663503506,89.71623380464041,92.846093933642734,102.13070332700701,{"$f":"Input!$F$21*C640","v":17.943246760928083},{"$f":"Input!$F$21*D640","v":18.573239617681175},20.430563579449295,null,630000,183.4884978765952]
[null,631,1.8013245967233983E-4,1.8573239617681176E-4,9.0066229836169907,9.2846093933642742,10.213070332700703,45.033114918084955,46.423046966821367,51.065351663503506,90.06622983616991,92.846093933642734,102.13070332700701,{"$f":"Input!$F$21*C641","v":18.013245967233981},{"$f":"Input!$F$21*D641","v":18.573239617681175},20.430563579449295,null,631000,183.77974946052632]
[null,632,1.7873247554622181E-4,1.8573239617681176E-4,8.936623777311091,9.2846093933642742,10.213070332700703,44.683118886555455,46.423046966821367,51.065351663503506,89.36623777311091,92.846093933642734,102.13070332700701,{"$f":"Input!$F$21*C642","v":17.873247554622182},{"$f":"Input!$F$21*D642","v":18.573239617681175},20.430563579449295,null,632000,184.07100104445743]
[null,633,1.8153244379845782E-4,1.8573239617681176E-4,9.0766221899228903,9.2846093933642742,10.213070332700703,45.383110949614455,46.423046966821367,51.065351663503506,90.76622189922891,92.846093933642734,102.13070332700701,{"$f":"Input!$F$21*C643","v":18.153244379845781},{"$f":"Input!$F$21*D643","v":18.573239617681175},20.430563579449295,null,633000,184.36225262838855]
[null,634,1.8153244379845782E-4,1.8573239617681176E-4,9.0766221899228903,9.2846093933642742,10.213070332700703,45.383110949614455,46.423046966821367,51.065351663503506,90.76622189922891,92.846093933642734,102.13070332700701,{"$f":"Input!$F$21*C644","v":18.153244379845781},{"$f":"Input!$F$21*D644","v":18.573239617681175},20.430563579449295,null,634000,184.65350421231966]
[null,635,1.7943246760928082E-4,1.8573239617681176E-4,8.9716233804640417,9.2846093933642742,10.213070332700703,44.858116902320205,46.423046966821367,51.065351663503506,89.71623380464041,92.846093933642734,102.13070332700701,{"$f":"Input!$F$21*C645","v":17.943246760928083},{"$f":"Input!$F$21*D645","v":18.573239617681175},20.430563579449295,null,635000,184.94475579625072]
[null,636,1.7663249935704484E-4,1.8573239617681176E-4,8.8316249678522425,9.2846093933642742,10.213070332700703,44.158124839261205,46.423046966821367,51.065351663503506,88.316249678522411,92.846093933642734,102.13070332700701,{"$f":"Input!$F$21*C646","v":17.663249935704485},{"$f":"Input!$F$21*D646","v":18.573239617681175},20.430563579449295,null,636000,185.23600738018183]
[null,637,1.689325866633959E-4,1.8503240411375276E-4,8.4466293331697955,9.2496173671063922,10.174579103817033,42.233146665848977,46.248086835531964,50.872895519085162,84.466293331697955,92.496173671063929,101.74579103817032,{"$f":"Input!$F$21*C647","v":16.893258666339591},{"$f":"Input!$F$21*D647","v":18.503240411375277},20.353564452512806,null,637000,185.52725896411295]
[null,638,1.6963257872645488E-4,1.8503240411375276E-4,8.4816289363227444,9.2496173671063922,10.174579103817033,42.40814468161372,46.248086835531964,50.872895519085162,84.81628936322744,92.496173671063929,101.74579103817032,{"$f":"Input!$F$21*C648","v":16.963257872645489},{"$f":"Input!$F$21*D648","v":18.503240411375277},20.353564452512806,null,638000,185.81851054804406]
[null,639,1.7243254697869089E-4,1.8503240411375276E-4,8.6216273489345436,9.2496173671063922,10.174579103817033,43.10813674467272,46.248086835531964,50.872895519085162,86.21627348934544,92.496173671063929,101.74579103817032,{"$f":"Input!$F$21*C649","v":17.243254697869087},{"$f":"Input!$F$21*D649","v":18.503240411375277},20.353564452512806,null,639000,186.10976213197517]
[null,640,1.7383253110480885E-4,1.8503240411375276E-4,8.6916265552404433,9.2496173671063922,10.174579103817033,43.458132776202213,46.248086835531964,50.872895519085162,86.916265552404425,92.496173671063929,101.74579103817032,{"$f":"Input!$F$21*C650","v":17.383253110480887},{"$f":"Input!$F$21*D650","v":18.503240411375277},20.353564452512806,null,640000,186.40101371590623]
[null,641,1.7453252316786783E-4,1.8503240411375276E-4,{"$f":"$E$9*C651","v":8.7266261583933922},9.2496173671063922,{"$f":"F651*1.1","v":10.174579103817033},{"$f":"$H$9*C651","v":43.633130791966956},46.248086835531964,{"$f":"I651*1.1","v":50.872895519085162},{"$f":"$K$9*C651","v":87.266261583933911},92.496173671063929,{"$f":"L651*1.1","v":101.74579103817032},{"$f":"Input!$F$21*C651","v":17.453252316786784},{"$f":"Input!$F$21*D651","v":18.503240411375277},20.353564452512806,null,641000,{"$f":"$V$15*R651+$V$16","v":186.69226529983735}]
[null,642,1.7383253110480885E-4,1.8503240411375276E-4,8.6916265552404433,9.2496173671063922,10.174579103817033,43.458132776202213,46.248086835531964,50.872895519085162,86.916265552404425,92.496173671063929,101.74579103817032,{"$f":"Input!$F$21*C652","v":17.383253110480887},{"$f":"Input!$F$21*D652","v":18.503240411375277},{"$f":"O652*1.1","v":20.353564452512806},null,642000,186.98351688376846]
[null,643,1.7383253110480885E-4,1.8503240411375276E-4,8.6916265552404433,9.2496173671063922,10.174579103817033,43.458132776202213,46.248086835531964,50.872895519085162,86.916265552404425,92.496173671063929,101.74579103817032,{"$f":"Input!$F$21*C653","v":17.383253110480887},{"$f":"Input!$F$21*D653","v":18.503240411375277},20.353564452512806,null,643000,187.27476846769957]
[null,644,1.7453252316786783E-4,1.8503240411375276E-4,8.7266261583933922,9.2496173671063922,10.174579103817033,43.633130791966956,46.248086835531964,50.872895519085162,87.266261583933911,92.496173671063929,101.74579103817032,{"$f":"Input!$F$21*C654","v":17.453252316786784},{"$f":"Input!$F$21*D654","v":18.503240411375277},20.353564452512806,null,644000,187.56602005163069]
[null,645,1.7523251523092684E-4,1.8503240411375276E-4,8.7616257615463429,9.2496173671063922,10.174579103817033,43.808128807731713,46.248086835531964,50.872895519085162,87.616257615463425,92.496173671063929,101.74579103817032,{"$f":"Input!$F$21*C655","v":17.523251523092686},{"$f":"Input!$F$21*D655","v":18.503240411375277},20.353564452512806,null,645000,187.8572716355618]
[null,646,1.7523251523092684E-4,1.8503240411375276E-4,8.7616257615463429,9.2496173671063922,10.174579103817033,43.808128807731713,46.248086835531964,50.872895519085162,87.616257615463425,92.496173671063929,101.74579103817032,{"$f":"Input!$F$21*C656","v":17.523251523092686},{"$f":"Input!$F$21*D656","v":18.503240411375277},20.353564452512806,null,646000,188.14852321949286]
[null,647,1.7593250729398583E-4,1.8503240411375276E-4,8.7966253646992918,9.2496173671063922,10.174579103817033,43.983126823496455,46.248086835531964,50.872895519085162,87.966253646992911,92.496173671063929,101.74579103817032,{"$f":"Input!$F$21*C657","v":17.593250729398584},{"$f":"Input!$F$21*D657","v":18.503240411375277},20.353564452512806,null,647000,188.43977480342397]
[null,648,1.7663249935704484E-4,1.8503240411375276E-4,8.8316249678522425,9.2496173671063922,10.174579103817033,44.158124839261205,46.248086835531964,50.872895519085162,88.316249678522411,92.496173671063929,101.74579103817032,{"$f":"Input!$F$21*C658","v":17.663249935704485},{"$f":"Input!$F$21*D658","v":18.503240411375277},20.353564452512806,null,648000,188.73102638735509]
[null,649,1.7733249142010382E-4,1.8503240411375276E-4,8.8666245710051914,9.2496173671063922,10.174579103817033,44.333122855025955,46.248086835531964,50.872895519085162,88.666245710051911,92.496173671063929,101.74579103817032,{"$f":"Input!$F$21*C659","v":17.733249142010383},{"$f":"Input!$F$21*D659","v":18.503240411375277},20.353564452512806,null,649000,189.0222779712862]
[null,650,1.8293242792457581E-4,1.8503240411375276E-4,9.1466213962287899,9.2496173671063922,10.174579103817033,45.733106981143955,46.248086835531964,50.872895519085162,91.46621396228791,92.496173671063929,101.74579103817032,{"$f":"Input!$F$21*C660","v":18.29324279245758},{"$f":"Input!$F$21*D660","v":18.503240411375277},20.353564452512806,null,650000,189.31352955521731]
[null,651,1.8573239617681176E-4,1.8503240411375276E-4,9.2866198088405874,9.2496173671063922,10.174579103817033,46.43309904420294,46.248086835531964,50.872895519085162,92.866198088405881,92.496173671063929,101.74579103817032,{"$f":"Input!$F$21*C661","v":18.573239617681175},{"$f":"Input!$F$21*D661","v":18.503240411375277},20.353564452512806,null,651000,189.60478113914837]
[null,652,1.8153244379845782E-4,1.8503240411375276E-4,9.0766221899228903,9.2496173671063922,10.174579103817033,45.383110949614455,46.248086835531964,50.872895519085162,90.76622189922891,92.496173671063929,101.74579103817032,{"$f":"Input!$F$21*C662","v":18.153244379845781},{"$f":"Input!$F$21*D662","v":18.503240411375277},20.353564452512806,null,652000,189.89603272307949]
[null,653,1.7733249142010382E-4,1.8503240411375276E-4,8.8666245710051914,9.2496173671063922,10.174579103817033,44.333122855025955,46.248086835531964,50.872895519085162,88.666245710051911,92.496173671063929,101.74579103817032,{"$f":"Input!$F$21*C663","v":17.733249142010383},{"$f":"Input!$F$21*D663","v":18.503240411375277},20.353564452512806,null,653000,190.1872843070106]
[null,654,1.7453252316786783E-4,1.8503240411375276E-4,8.7266261583933922,9.2496173671063922,10.174579103817033,43.633130791966956,46.248086835531964,50.872895519085162,87.266261583933911,92.496173671063929,101.74579103817032,{"$f":"Input!$F$21*C664","v":17.453252316786784},{"$f":"Input!$F$21*D664","v":18.503240411375277},20.353564452512806,null,654000,190.47853589094171]
[null,655,1.7383253110480885E-4,1.8503240411375276E-4,8.6916265552404433,9.2496173671063922,10.174579103817033,43.458132776202213,46.248086835531964,50.872895519085162,86.916265552404425,92.496173671063929,101.74579103817032,{"$f":"Input!$F$21*C665","v":17.383253110480887},{"$f":"Input!$F$21*D665","v":18.503240411375277},20.353564452512806,null,655000,190.76978747487283]
[null,656,1.7173255491563185E-4,1.8503240411375276E-4,8.5866277457815929,9.2496173671063922,10.174579103817033,42.933138728907963,46.248086835531964,50.872895519085162,85.866277457815926,92.496173671063929,101.74579103817032,{"$f":"Input!$F$21*C666","v":17.173255491563186},{"$f":"Input!$F$21*D666","v":18.503240411375277},20.353564452512806,null,656000,191.06103905880389]
[null,657,1.689325866633959E-4,1.8503240411375276E-4,8.4466293331697955,9.2496173671063922,10.174579103817033,42.233146665848977,46.248086835531964,50.872895519085162,84.466293331697955,92.496173671063929,101.74579103817032,{"$f":"Input!$F$21*C667","v":16.893258666339591},{"$f":"Input!$F$21*D667","v":18.503240411375277},20.353564452512806,null,657000,191.352290642735]
[null,658,1.6753260253727788E-4,1.8503240411375276E-4,8.3766301268638941,9.2496173671063922,10.174579103817033,41.88315063431947,46.248086835531964,50.872895519085162,83.766301268638941,92.496173671063929,101.74579103817032,{"$f":"Input!$F$21*C668","v":16.753260253727788},{"$f":"Input!$F$21*D668","v":18.503240411375277},20.353564452512806,null,658000,191.64354222666611]
[null,659,1.668326104742189E-4,1.8503240411375276E-4,8.3416305237109452,9.2496173671063922,10.174579103817033,41.708152618554728,46.248086835531964,50.872895519085162,83.416305237109455,92.496173671063929,101.74579103817032,{"$f":"Input!$F$21*C669","v":16.68326104742189},{"$f":"Input!$F$21*D669","v":18.503240411375277},20.353564452512806,null,659000,191.93479381059723]
[null,660,1.647326342850419E-4,1.8503240411375276E-4,8.2366317142520948,9.2496173671063922,10.174579103817033,41.183158571260471,46.248086835531964,50.872895519085162,82.366317142520941,92.496173671063929,101.74579103817032,{"$f":"Input!$F$21*C670","v":16.47326342850419},{"$f":"Input!$F$21*D670","v":18.503240411375277},20.353564452512806,null,660000,192.22604539452834]
[null,661,1.626326580958649E-4,1.8503240411375276E-4,8.1316329047932445,9.2496173671063922,10.174579103817033,40.658164523966221,46.248086835531964,50.872895519085162,81.316329047932442,92.496173671063929,101.74579103817032,{"$f":"Input!$F$21*C671","v":16.263265809586489},{"$f":"Input!$F$21*D671","v":18.503240411375277},20.353564452512806,null,661000,192.51729697845946]
[null,662,1.626326580958649E-4,1.8503240411375276E-4,8.1316329047932445,9.2496173671063922,10.174579103817033,40.658164523966221,46.248086835531964,50.872895519085162,81.316329047932442,92.496173671063929,101.74579103817032,{"$f":"Input!$F$21*C672","v":16.263265809586489},{"$f":"Input!$F$21*D672","v":18.503240411375277},20.353564452512806,null,662000,192.80854856239051]
[null,663,1.612326739697469E-4,1.8503240411375276E-4,8.0616336984873449,9.2496173671063922,10.174579103817033,40.308168492436728,46.248086835531964,50.872895519085162,80.616336984873456,92.496173671063929,101.74579103817032,{"$f":"Input!$F$21*C673","v":16.12326739697469},{"$f":"Input!$F$21*D673","v":18.503240411375277},20.353564452512806,null,663000,193.09980014632163]
[null,664,1.626326580958649E-4,1.8503240411375276E-4,8.1316329047932445,9.2496173671063922,10.174579103817033,40.658164523966221,46.248086835531964,50.872895519085162,81.316329047932442,92.496173671063929,101.74579103817032,{"$f":"Input!$F$21*C674","v":16.263265809586489},{"$f":"Input!$F$21*D674","v":18.503240411375277},20.353564452512806,null,664000,193.39105173025274]
[null,665,1.6333265015892391E-4,1.8503240411375276E-4,8.1666325079461952,9.2496173671063922,10.174579103817033,40.833162539730978,46.248086835531964,50.872895519085162,81.666325079461956,92.496173671063929,101.74579103817032,{"$f":"Input!$F$21*C675","v":16.33326501589239},{"$f":"Input!$F$21*D675","v":18.503240411375277},20.353564452512806,null,665000,193.68230331418386]
[null,666,1.626326580958649E-4,1.8503240411375276E-4,8.1316329047932445,9.2496173671063922,10.174579103817033,40.658164523966221,46.248086835531964,50.872895519085162,81.316329047932442,92.496173671063929,101.74579103817032,{"$f":"Input!$F$21*C676","v":16.263265809586489},{"$f":"Input!$F$21*D676","v":18.503240411375277},20.353564452512806,null,666000,193.97355489811497]
[null,667,1.626326580958649E-4,1.8503240411375276E-4,8.1316329047932445,9.2496173671063922,10.174579103817033,40.658164523966221,46.248086835531964,50.872895519085162,81.316329047932442,92.496173671063929,101.74579103817032,{"$f":"Input!$F$21*C677","v":16.263265809586489},{"$f":"Input!$F$21*D677","v":18.503240411375277},20.353564452512806,null,667000,194.26480648204603]
[null,668,1.6333265015892391E-4,1.8503240411375276E-4,8.1666325079461952,9.2496173671063922,10.174579103817033,40.833162539730978,46.248086835531964,50.872895519085162,81.666325079461956,92.496173671063929,101.74579103817032,{"$f":"Input!$F$21*C678","v":16.33326501589239},{"$f":"Input!$F$21*D678","v":18.503240411375277},20.353564452512806,null,668000,194.55605806597714]
[null,669,1.6333265015892391E-4,1.8503240411375276E-4,8.1666325079461952,9.2496173671063922,10.174579103817033,40.833162539730978,46.248086835531964,50.872895519085162,81.666325079461956,92.496173671063929,101.74579103817032,{"$f":"Input!$F$21*C679","v":16.33326501589239},{"$f":"Input!$F$21*D679","v":18.503240411375277},20.353564452512806,null,669000,194.84730964990825]
[null,670,1.626326580958649E-4,1.8433241205069377E-4,8.1316329047932445,9.2146253408485137,10.136087874933366,40.658164523966221,46.073126704242569,50.680439374666832,81.316329047932442,92.146253408485137,101.36087874933366,{"$f":"Input!$F$21*C680","v":16.263265809586489},{"$f":"Input!$F$21*D680","v":18.433241205069379},20.276565325576318,null,670000,195.13856123383937]
[null,671,1.6193266603280591E-4,1.8433241205069377E-4,8.0966333016402956,9.2146253408485137,10.136087874933366,40.483166508201478,46.073126704242569,50.680439374666832,80.966333016402956,92.146253408485137,101.36087874933366,{"$f":"Input!$F$21*C681","v":16.193266603280591},{"$f":"Input!$F$21*D681","v":18.433241205069379},20.276565325576318,null,671000,195.42981281777048]
[null,672,1.612326739697469E-4,1.8433241205069377E-4,8.0616336984873449,9.2146253408485137,10.136087874933366,40.308168492436728,46.073126704242569,50.680439374666832,80.616336984873456,92.146253408485137,101.36087874933366,{"$f":"Input!$F$21*C682","v":16.12326739697469},{"$f":"Input!$F$21*D682","v":18.433241205069379},20.276565325576318,null,672000,195.72106440170154]
[null,673,1.605326819066879E-4,1.8433241205069377E-4,8.0266340953343942,9.2146253408485137,10.136087874933366,40.133170476671971,46.073126704242569,50.680439374666832,80.266340953343942,92.146253408485137,101.36087874933366,{"$f":"Input!$F$21*C683","v":16.053268190668788},{"$f":"Input!$F$21*D683","v":18.433241205069379},20.276565325576318,null,673000,196.01231598563265]
[null,674,1.591326977805699E-4,1.8433241205069377E-4,7.9566348890284955,9.2146253408485137,10.136087874933366,39.783174445142478,46.073126704242569,50.680439374666832,79.566348890284956,92.146253408485137,101.36087874933366,{"$f":"Input!$F$21*C684","v":15.913269778056991},{"$f":"Input!$F$21*D684","v":18.433241205069379},20.276565325576318,null,674000,196.30356756956377]
[null,675,1.5843270571751092E-4,1.8433241205069377E-4,7.9216352858755466,9.2146253408485137,10.136087874933366,39.608176429377728,46.073126704242569,50.680439374666832,79.216352858755457,92.146253408485137,101.36087874933366,{"$f":"Input!$F$21*C685","v":15.843270571751093},{"$f":"Input!$F$21*D685","v":18.433241205069379},20.276565325576318,null,675000,196.59481915349488]
[null,676,1.5843270571751092E-4,1.8433241205069377E-4,7.9216352858755466,9.2146253408485137,10.136087874933366,39.608176429377728,46.073126704242569,50.680439374666832,79.216352858755457,92.146253408485137,101.36087874933366,{"$f":"Input!$F$21*C686","v":15.843270571751093},{"$f":"Input!$F$21*D686","v":18.433241205069379},20.276565325576318,null,676000,196.886070737426]
[null,677,1.5843270571751092E-4,1.8433241205069377E-4,7.9216352858755466,9.2146253408485137,10.136087874933366,39.608176429377728,46.073126704242569,50.680439374666832,79.216352858755457,92.146253408485137,101.36087874933366,{"$f":"Input!$F$21*C687","v":15.843270571751093},{"$f":"Input!$F$21*D687","v":18.433241205069379},20.276565325576318,null,677000,197.17732232135711]
[null,678,1.5843270571751092E-4,1.8433241205069377E-4,7.9216352858755466,9.2146253408485137,10.136087874933366,39.608176429377728,46.073126704242569,50.680439374666832,79.216352858755457,92.146253408485137,101.36087874933366,{"$f":"Input!$F$21*C688","v":15.843270571751093},{"$f":"Input!$F$21*D688","v":18.433241205069379},20.276565325576318,null,678000,197.46857390528817]
[null,679,1.5843270571751092E-4,1.8433241205069377E-4,7.9216352858755466,9.2146253408485137,10.136087874933366,39.608176429377728,46.073126704242569,50.680439374666832,79.216352858755457,92.146253408485137,101.36087874933366,{"$f":"Input!$F$21*C689","v":15.843270571751093},{"$f":"Input!$F$21*D689","v":18.433241205069379},20.276565325576318,null,679000,197.75982548921928]
[null,680,1.5843270571751092E-4,1.8433241205069377E-4,7.9216352858755466,9.2146253408485137,10.136087874933366,39.608176429377728,46.073126704242569,50.680439374666832,79.216352858755457,92.146253408485137,101.36087874933366,{"$f":"Input!$F$21*C690","v":15.843270571751093},{"$f":"Input!$F$21*D690","v":18.433241205069379},20.276565325576318,null,680000,198.0510770731504]
[null,681,1.5843270571751092E-4,1.8433241205069377E-4,7.9216352858755466,9.2146253408485137,10.136087874933366,39.608176429377728,46.073126704242569,50.680439374666832,79.216352858755457,92.146253408485137,101.36087874933366,{"$f":"Input!$F$21*C691","v":15.843270571751093},{"$f":"Input!$F$21*D691","v":18.433241205069379},20.276565325576318,null,681000,198.34232865708151]
[null,682,1.5773271365445191E-4,1.8433241205069377E-4,7.8866356827225959,9.2146253408485137,10.136087874933366,39.433178413612978,46.073126704242569,50.680439374666832,78.866356827225957,92.146253408485137,101.36087874933366,{"$f":"Input!$F$21*C692","v":15.773271365445192},{"$f":"Input!$F$21*D692","v":18.433241205069379},20.276565325576318,null,682000,198.63358024101262]
[null,683,1.5843270571751092E-4,1.8433241205069377E-4,7.9216352858755466,9.2146253408485137,10.136087874933366,39.608176429377728,46.073126704242569,50.680439374666832,79.216352858755457,92.146253408485137,101.36087874933366,{"$f":"Input!$F$21*C693","v":15.843270571751093},{"$f":"Input!$F$21*D693","v":18.433241205069379},20.276565325576318,null,683000,198.92483182494368]
[null,684,1.5843270571751092E-4,1.8433241205069377E-4,7.9216352858755466,9.2146253408485137,10.136087874933366,39.608176429377728,46.073126704242569,50.680439374666832,79.216352858755457,92.146253408485137,101.36087874933366,{"$f":"Input!$F$21*C694","v":15.843270571751093},{"$f":"Input!$F$21*D694","v":18.433241205069379},20.276565325576318,null,684000,199.21608340887479]
[null,685,1.5843270571751092E-4,1.8433241205069377E-4,7.9216352858755466,9.2146253408485137,10.136087874933366,39.608176429377728,46.073126704242569,50.680439374666832,79.216352858755457,92.146253408485137,101.36087874933366,{"$f":"Input!$F$21*C695","v":15.843270571751093},{"$f":"Input!$F$21*D695","v":18.433241205069379},20.276565325576318,null,685000,199.50733499280591]
[null,686,1.5773271365445191E-4,1.8433241205069377E-4,7.8866356827225959,9.2146253408485137,10.136087874933366,39.433178413612978,46.073126704242569,50.680439374666832,78.866356827225957,92.146253408485137,101.36087874933366,{"$f":"Input!$F$21*C696","v":15.773271365445192},{"$f":"Input!$F$21*D696","v":18.433241205069379},20.276565325576318,null,686000,199.79858657673702]
[null,687,1.5703272159139296E-4,1.8433241205069377E-4,7.8516360795696478,9.2146253408485137,10.136087874933366,39.258180397848243,46.073126704242569,50.680439374666832,78.516360795696485,92.146253408485137,101.36087874933366,{"$f":"Input!$F$21*C697","v":15.703272159139296},{"$f":"Input!$F$21*D697","v":18.433241205069379},20.276565325576318,null,687000,200.08983816066814]
[null,688,1.5703272159139296E-4,1.8433241205069377E-4,7.8516360795696478,9.2146253408485137,10.136087874933366,39.258180397848243,46.073126704242569,50.680439374666832,78.516360795696485,92.146253408485137,101.36087874933366,{"$f":"Input!$F$21*C698","v":15.703272159139296},{"$f":"Input!$F$21*D698","v":18.433241205069379},20.276565325576318,null,688000,200.38108974459919]
[null,689,1.5843270571751092E-4,1.8433241205069377E-4,7.9216352858755466,9.2146253408485137,10.136087874933366,39.608176429377728,46.073126704242569,50.680439374666832,79.216352858755457,92.146253408485137,101.36087874933366,{"$f":"Input!$F$21*C699","v":15.843270571751093},{"$f":"Input!$F$21*D699","v":18.433241205069379},20.276565325576318,null,689000,200.67234132853031]
[null,690,1.591326977805699E-4,1.8433241205069377E-4,7.9566348890284955,9.2146253408485137,10.136087874933366,39.783174445142478,46.073126704242569,50.680439374666832,79.566348890284956,92.146253408485137,101.36087874933366,{"$f":"Input!$F$21*C700","v":15.913269778056991},{"$f":"Input!$F$21*D700","v":18.433241205069379},20.276565325576318,null,690000,200.96359291246142]
[null,691,1.605326819066879E-4,1.8433241205069377E-4,8.0266340953343942,9.2146253408485137,10.136087874933366,40.133170476671971,46.073126704242569,50.680439374666832,80.266340953343942,92.146253408485137,101.36087874933366,{"$f":"Input!$F$21*C701","v":16.053268190668788},{"$f":"Input!$F$21*D701","v":18.433241205069379},20.276565325576318,null,691000,201.25484449639254]
[null,692,1.6193266603280591E-4,1.8433241205069377E-4,8.0966333016402956,9.2146253408485137,10.136087874933366,40.483166508201478,46.073126704242569,50.680439374666832,80.966333016402956,92.146253408485137,101.36087874933366,{"$f":"Input!$F$21*C702","v":16.193266603280591},{"$f":"Input!$F$21*D702","v":18.433241205069379},20.276565325576318,null,692000,201.54609608032365]
[null,693,1.6193266603280591E-4,1.8363241998763476E-4,8.0966333016402956,9.1796333145906335,10.097596646049698,40.483166508201478,45.898166572953166,50.487983230248489,80.966333016402956,91.796333145906331,100.97596646049698,{"$f":"Input!$F$21*C703","v":16.193266603280591},{"$f":"Input!$F$21*D703","v":18.363241998763478},20.199566198639825,null,693000,201.83734766425476]
[null,694,1.6193266603280591E-4,1.8363241998763476E-4,8.0966333016402956,9.1796333145906335,10.097596646049698,40.483166508201478,45.898166572953166,50.487983230248489,80.966333016402956,91.796333145906331,100.97596646049698,{"$f":"Input!$F$21*C704","v":16.193266603280591},{"$f":"Input!$F$21*D704","v":18.363241998763478},20.199566198639825,null,694000,202.12859924818582]
[null,695,1.6333265015892391E-4,1.8363241998763476E-4,8.1666325079461952,9.1796333145906335,10.097596646049698,40.833162539730978,45.898166572953166,50.487983230248489,81.666325079461956,91.796333145906331,100.97596646049698,{"$f":"Input!$F$21*C705","v":16.33326501589239},{"$f":"Input!$F$21*D705","v":18.363241998763478},20.199566198639825,null,695000,202.41985083211694]
[null,696,1.6403264222198289E-4,1.8363241998763476E-4,8.2016321110991441,9.1796333145906335,10.097596646049698,41.008160555495721,45.898166572953166,50.487983230248489,82.016321110991441,91.796333145906331,100.97596646049698,{"$f":"Input!$F$21*C706","v":16.403264222198288},{"$f":"Input!$F$21*D706","v":18.363241998763478},20.199566198639825,null,696000,202.71110241604805]
[null,697,1.6403264222198289E-4,1.8363241998763476E-4,8.2016321110991441,9.1796333145906335,10.097596646049698,41.008160555495721,45.898166572953166,50.487983230248489,82.016321110991441,91.796333145906331,100.97596646049698,{"$f":"Input!$F$21*C707","v":16.403264222198288},{"$f":"Input!$F$21*D707","v":18.363241998763478},20.199566198639825,null,697000,203.00235399997916]
[null,698,1.6403264222198289E-4,1.8363241998763476E-4,8.2016321110991441,9.1796333145906335,10.097596646049698,41.008160555495721,45.898166572953166,50.487983230248489,82.016321110991441,91.796333145906331,100.97596646049698,{"$f":"Input!$F$21*C708","v":16.403264222198288},{"$f":"Input!$F$21*D708","v":18.363241998763478},20.199566198639825,null,698000,203.29360558391028]
[null,699,1.6403264222198289E-4,1.8363241998763476E-4,8.2016321110991441,9.1796333145906335,10.097596646049698,41.008160555495721,45.898166572953166,50.487983230248489,82.016321110991441,91.796333145906331,100.97596646049698,{"$f":"Input!$F$21*C709","v":16.403264222198288},{"$f":"Input!$F$21*D709","v":18.363241998763478},20.199566198639825,null,699000,203.58485716784134]
[null,700,1.6403264222198289E-4,1.8363241998763476E-4,8.2016321110991441,9.1796333145906335,10.097596646049698,41.008160555495721,45.898166572953166,50.487983230248489,82.016321110991441,91.796333145906331,100.97596646049698,{"$f":"Input!$F$21*C710","v":16.403264222198288},{"$f":"Input!$F$21*D710","v":18.363241998763478},20.199566198639825,null,700000,203.87610875177245]
[null,701,1.6403264222198289E-4,1.8363241998763476E-4,8.2016321110991441,9.1796333145906335,10.097596646049698,41.008160555495721,45.898166572953166,50.487983230248489,82.016321110991441,91.796333145906331,100.97596646049698,{"$f":"Input!$F$21*C711","v":16.403264222198288},{"$f":"Input!$F$21*D711","v":18.363241998763478},20.199566198639825,null,701000,204.16736033570356]
[null,702,1.6403264222198289E-4,1.8363241998763476E-4,8.2016321110991441,9.1796333145906335,10.097596646049698,41.008160555495721,45.898166572953166,50.487983230248489,82.016321110991441,91.796333145906331,100.97596646049698,{"$f":"Input!$F$21*C712","v":16.403264222198288},{"$f":"Input!$F$21*D712","v":18.363241998763478},20.199566198639825,null,702000,204.45861191963468]
[null,703,1.6403264222198289E-4,1.8363241998763476E-4,8.2016321110991441,9.1796333145906335,10.097596646049698,41.008160555495721,45.898166572953166,50.487983230248489,82.016321110991441,91.796333145906331,100.97596646049698,{"$f":"Input!$F$21*C713","v":16.403264222198288},{"$f":"Input!$F$21*D713","v":18.363241998763478},20.199566198639825,null,703000,204.74986350356579]
[null,704,1.6403264222198289E-4,1.8363241998763476E-4,8.2016321110991441,9.1796333145906335,10.097596646049698,41.008160555495721,45.898166572953166,50.487983230248489,82.016321110991441,91.796333145906331,100.97596646049698,{"$f":"Input!$F$21*C714","v":16.403264222198288},{"$f":"Input!$F$21*D714","v":18.363241998763478},20.199566198639825,null,704000,205.04111508749685]
[null,705,1.647326342850419E-4,1.8363241998763476E-4,{"$f":"$E$9*C715","v":8.2366317142520948},9.1796333145906335,{"$f":"F715*1.1","v":10.097596646049698},{"$f":"$H$9*C715","v":41.183158571260471},45.898166572953166,{"$f":"I715*1.1","v":50.487983230248489},{"$f":"$K$9*C715","v":82.366317142520941},91.796333145906331,{"$f":"L715*1.1","v":100.97596646049698},{"$f":"Input!$F$21*C715","v":16.47326342850419},{"$f":"Input!$F$21*D715","v":18.363241998763478},20.199566198639825,null,705000,{"$f":"$V$15*R715+$V$16","v":205.33236667142796}]
[null,706,1.6403264222198289E-4,1.8363241998763476E-4,8.2016321110991441,9.1796333145906335,10.097596646049698,41.008160555495721,45.898166572953166,50.487983230248489,82.016321110991441,91.796333145906331,100.97596646049698,{"$f":"Input!$F$21*C716","v":16.403264222198288},{"$f":"Input!$F$21*D716","v":18.363241998763478},{"$f":"O716*1.1","v":20.199566198639825},null,706000,205.62361825535908]
[null,707,1.6333265015892391E-4,1.8363241998763476E-4,8.1666325079461952,9.1796333145906335,10.097596646049698,40.833162539730978,45.898166572953166,50.487983230248489,81.666325079461956,91.796333145906331,100.97596646049698,{"$f":"Input!$F$21*C717","v":16.33326501589239},{"$f":"Input!$F$21*D717","v":18.363241998763478},20.199566198639825,null,707000,205.91486983929019]
[null,708,1.6193266603280591E-4,1.8363241998763476E-4,8.0966333016402956,9.1796333145906335,10.097596646049698,40.483166508201478,45.898166572953166,50.487983230248489,80.966333016402956,91.796333145906331,100.97596646049698,{"$f":"Input!$F$21*C718","v":16.193266603280591},{"$f":"Input!$F$21*D718","v":18.363241998763478},20.199566198639825,null,708000,206.2061214232213]
[null,709,1.5983268984362891E-4,1.8363241998763476E-4,7.9916344921814453,9.1796333145906335,10.097596646049698,39.958172460907228,45.898166572953166,50.487983230248489,79.916344921814456,91.796333145906331,100.97596646049698,{"$f":"Input!$F$21*C719","v":15.983268984362891},{"$f":"Input!$F$21*D719","v":18.363241998763478},20.199566198639825,null,709000,206.49737300715242]
[null,710,1.591326977805699E-4,1.8363241998763476E-4,7.9566348890284955,9.1796333145906335,10.097596646049698,39.783174445142478,45.898166572953166,50.487983230248489,79.566348890284956,91.796333145906331,100.97596646049698,{"$f":"Input!$F$21*C720","v":15.913269778056991},{"$f":"Input!$F$21*D720","v":18.363241998763478},20.199566198639825,null,710000,206.78862459108348]
[null,711,1.591326977805699E-4,1.8363241998763476E-4,7.9566348890284955,9.1796333145906335,10.097596646049698,39.783174445142478,45.898166572953166,50.487983230248489,79.566348890284956,91.796333145906331,100.97596646049698,{"$f":"Input!$F$21*C721","v":15.913269778056991},{"$f":"Input!$F$21*D721","v":18.363241998763478},20.199566198639825,null,711000,207.07987617501459]
[null,712,1.591326977805699E-4,1.8363241998763476E-4,7.9566348890284955,9.1796333145906335,10.097596646049698,39.783174445142478,45.898166572953166,50.487983230248489,79.566348890284956,91.796333145906331,100.97596646049698,{"$f":"Input!$F$21*C722","v":15.913269778056991},{"$f":"Input!$F$21*D722","v":18.363241998763478},20.199566198639825,null,712000,207.3711277589457]
[null,713,1.591326977805699E-4,1.8293242792457581E-4,7.9566348890284955,9.1446412883327515,10.059105417166027,39.783174445142478,45.723206441663763,50.295527085830145,79.566348890284956,91.446412883327525,100.59105417166029,{"$f":"Input!$F$21*C723","v":15.913269778056991},{"$f":"Input!$F$21*D723","v":18.29324279245758},20.12256707170334,null,713000,207.66237934287682]
[null,714,1.591326977805699E-4,1.8293242792457581E-4,7.9566348890284955,9.1446412883327515,10.059105417166027,39.783174445142478,45.723206441663763,50.295527085830145,79.566348890284956,91.446412883327525,100.59105417166029,{"$f":"Input!$F$21*C724","v":15.913269778056991},{"$f":"Input!$F$21*D724","v":18.29324279245758},20.12256707170334,null,714000,207.95363092680793]
[null,715,1.591326977805699E-4,1.8293242792457581E-4,7.9566348890284955,9.1446412883327515,10.059105417166027,39.783174445142478,45.723206441663763,50.295527085830145,79.566348890284956,91.446412883327525,100.59105417166029,{"$f":"Input!$F$21*C725","v":15.913269778056991},{"$f":"Input!$F$21*D725","v":18.29324279245758},20.12256707170334,null,715000,208.24488251073899]
[null,716,1.5843270571751092E-4,1.8293242792457581E-4,7.9216352858755466,9.1446412883327515,10.059105417166027,39.608176429377728,45.723206441663763,50.295527085830145,79.216352858755457,91.446412883327525,100.59105417166029,{"$f":"Input!$F$21*C726","v":15.843270571751093},{"$f":"Input!$F$21*D726","v":18.29324279245758},20.12256707170334,null,716000,208.5361340946701]
[null,717,1.5773271365445191E-4,1.8293242792457581E-4,7.8866356827225959,9.1446412883327515,10.059105417166027,39.433178413612978,45.723206441663763,50.295527085830145,78.866356827225957,91.446412883327525,100.59105417166029,{"$f":"Input!$F$21*C727","v":15.773271365445192},{"$f":"Input!$F$21*D727","v":18.29324279245758},20.12256707170334,null,717000,208.82738567860122]
[null,718,1.5773271365445191E-4,1.8293242792457581E-4,7.8866356827225959,9.1446412883327515,10.059105417166027,39.433178413612978,45.723206441663763,50.295527085830145,78.866356827225957,91.446412883327525,100.59105417166029,{"$f":"Input!$F$21*C728","v":15.773271365445192},{"$f":"Input!$F$21*D728","v":18.29324279245758},20.12256707170334,null,718000,209.11863726253233]
[null,719,1.605326819066879E-4,1.8293242792457581E-4,8.0266340953343942,9.1446412883327515,10.059105417166027,40.133170476671971,45.723206441663763,50.295527085830145,80.266340953343942,91.446412883327525,100.59105417166029,{"$f":"Input!$F$21*C729","v":16.053268190668788},{"$f":"Input!$F$21*D729","v":18.29324279245758},20.12256707170334,null,719000,209.40988884646345]
[null,720,1.6613261841115989E-4,1.8293242792457581E-4,8.3066309205579945,9.1446412883327515,10.059105417166027,41.533154602789971,45.723206441663763,50.295527085830145,83.066309205579941,91.446412883327525,100.59105417166029,{"$f":"Input!$F$21*C730","v":16.613261841115989},{"$f":"Input!$F$21*D730","v":18.29324279245758},20.12256707170334,null,720000,209.7011404303945]
[null,721,1.689325866633959E-4,1.8293242792457581E-4,8.4466293331697955,9.1446412883327515,10.059105417166027,42.233146665848977,45.723206441663763,50.295527085830145,84.466293331697955,91.446412883327525,100.59105417166029,{"$f":"Input!$F$21*C731","v":16.893258666339591},{"$f":"Input!$F$21*D731","v":18.29324279245758},20.12256707170334,null,721000,209.99239201432562]
[null,722,1.6963257872645488E-4,1.8293242792457581E-4,8.4816289363227444,9.1446412883327515,10.059105417166027,42.40814468161372,45.723206441663763,50.295527085830145,84.81628936322744,91.446412883327525,100.59105417166029,{"$f":"Input!$F$21*C732","v":16.963257872645489},{"$f":"Input!$F$21*D732","v":18.29324279245758},20.12256707170334,null,722000,210.28364359825673]
[null,723,1.7103256285257284E-4,1.8293242792457581E-4,8.5516281426286422,9.1446412883327515,10.059105417166027,42.758140713143213,45.723206441663763,50.295527085830145,85.516281426286426,91.446412883327525,100.59105417166029,{"$f":"Input!$F$21*C733","v":17.103256285257284},{"$f":"Input!$F$21*D733","v":18.29324279245758},20.12256707170334,null,723000,210.57489518218784]
[null,724,1.7313253904174984E-4,1.8293242792457581E-4,8.6566269520874926,9.1446412883327515,10.059105417166027,43.283134760437463,45.723206441663763,50.295527085830145,86.566269520874926,91.446412883327525,100.59105417166029,{"$f":"Input!$F$21*C734","v":17.313253904174985},{"$f":"Input!$F$21*D734","v":18.29324279245758},20.12256707170334,null,724000,210.86614676611896]
[null,725,1.7453252316786783E-4,1.8293242792457581E-4,8.7266261583933922,9.1446412883327515,10.059105417166027,43.633130791966956,45.723206441663763,50.295527085830145,87.266261583933911,91.446412883327525,100.59105417166029,{"$f":"Input!$F$21*C735","v":17.453252316786784},{"$f":"Input!$F$21*D735","v":18.29324279245758},20.12256707170334,null,725000,211.15739835005007]
[null,726,1.7803248348316283E-4,1.8293242792457581E-4,8.9016241741581421,9.1446412883327515,10.059105417166027,44.508120870790705,45.723206441663763,50.295527085830145,89.01624174158141,91.446412883327525,100.59105417166029,{"$f":"Input!$F$21*C736","v":17.803248348316284},{"$f":"Input!$F$21*D736","v":18.29324279245758},20.12256707170334,null,726000,211.44864993398113]
[null,727,1.8083245173539881E-4,1.8293242792457581E-4,9.0416225867699396,9.1446412883327515,10.059105417166027,45.208112933849705,45.723206441663763,50.295527085830145,90.41622586769941,91.446412883327525,100.59105417166029,{"$f":"Input!$F$21*C737","v":18.083245173539879},{"$f":"Input!$F$21*D737","v":18.29324279245758},20.12256707170334,null,727000,211.73990151791224]
[null,728,1.8573239617681176E-4,1.8293242792457581E-4,9.2866198088405874,9.1446412883327515,10.059105417166027,46.43309904420294,45.723206441663763,50.295527085830145,92.866198088405881,91.446412883327525,100.59105417166029,{"$f":"Input!$F$21*C738","v":18.573239617681175},{"$f":"Input!$F$21*D738","v":18.29324279245758},20.12256707170334,null,728000,212.03115310184336]
[null,729,1.8573239617681176E-4,1.8293242792457581E-4,9.2866198088405874,9.1446412883327515,10.059105417166027,46.43309904420294,45.723206441663763,50.295527085830145,92.866198088405881,91.446412883327525,100.59105417166029,{"$f":"Input!$F$21*C739","v":18.573239617681175},{"$f":"Input!$F$21*D739","v":18.29324279245758},20.12256707170334,null,729000,212.32240468577447]
[null,730,1.7733249142010382E-4,1.8293242792457581E-4,8.8666245710051914,9.1446412883327515,10.059105417166027,44.333122855025955,45.723206441663763,50.295527085830145,88.666245710051911,91.446412883327525,100.59105417166029,{"$f":"Input!$F$21*C740","v":17.733249142010383},{"$f":"Input!$F$21*D740","v":18.29324279245758},20.12256707170334,null,730000,212.61365626970559]
[null,731,1.6403264222198289E-4,1.8293242792457581E-4,8.2016321110991441,9.1446412883327515,10.059105417166027,41.008160555495721,45.723206441663763,50.295527085830145,82.016321110991441,91.446412883327525,100.59105417166029,{"$f":"Input!$F$21*C741","v":16.403264222198288},{"$f":"Input!$F$21*D741","v":18.29324279245758},20.12256707170334,null,731000,212.90490785363664]
[null,732,1.5983268984362891E-4,1.8293242792457581E-4,7.9916344921814453,9.1446412883327515,10.059105417166027,39.958172460907228,45.723206441663763,50.295527085830145,79.916344921814456,91.446412883327525,100.59105417166029,{"$f":"Input!$F$21*C742","v":15.983268984362891},{"$f":"Input!$F$21*D742","v":18.29324279245758},20.12256707170334,null,732000,213.19615943756776]
[null,733,1.612326739697469E-4,1.8293242792457581E-4,8.0616336984873449,9.1446412883327515,10.059105417166027,40.308168492436728,45.723206441663763,50.295527085830145,80.616336984873456,91.446412883327525,100.59105417166029,{"$f":"Input!$F$21*C743","v":16.12326739697469},{"$f":"Input!$F$21*D743","v":18.29324279245758},20.12256707170334,null,733000,213.48741102149887]
[null,734,1.668326104742189E-4,1.8293242792457581E-4,8.3416305237109452,9.1446412883327515,10.059105417166027,41.708152618554728,45.723206441663763,50.295527085830145,83.416305237109455,91.446412883327525,100.59105417166029,{"$f":"Input!$F$21*C744","v":16.68326104742189},{"$f":"Input!$F$21*D744","v":18.29324279245758},20.12256707170334,null,734000,213.77866260542999]
[null,735,1.6613261841115989E-4,1.8293242792457581E-4,8.3066309205579945,9.1446412883327515,10.059105417166027,41.533154602789971,45.723206441663763,50.295527085830145,83.066309205579941,91.446412883327525,100.59105417166029,{"$f":"Input!$F$21*C745","v":16.613261841115989},{"$f":"Input!$F$21*D745","v":18.29324279245758},20.12256707170334,null,735000,214.0699141893611]
[null,736,1.6333265015892391E-4,1.8223243586151677E-4,8.1666325079461952,9.109649262074873,10.020614188282361,40.833162539730978,45.548246310374367,50.103070941411808,81.666325079461956,91.096492620748734,100.20614188282362,{"$f":"Input!$F$21*C746","v":16.33326501589239},{"$f":"Input!$F$21*D746","v":18.223243586151678},20.045567944766848,null,736000,214.36116577329216]
[null,737,1.626326580958649E-4,1.8223243586151677E-4,8.1316329047932445,9.109649262074873,10.020614188282361,40.658164523966221,45.548246310374367,50.103070941411808,81.316329047932442,91.096492620748734,100.20614188282362,{"$f":"Input!$F$21*C747","v":16.263265809586489},{"$f":"Input!$F$21*D747","v":18.223243586151678},20.045567944766848,null,737000,214.65241735722327]
[null,738,1.6193266603280591E-4,1.8223243586151677E-4,8.0966333016402956,9.109649262074873,10.020614188282361,40.483166508201478,45.548246310374367,50.103070941411808,80.966333016402956,91.096492620748734,100.20614188282362,{"$f":"Input!$F$21*C748","v":16.193266603280591},{"$f":"Input!$F$21*D748","v":18.223243586151678},20.045567944766848,null,738000,214.94366894115439]
[null,739,1.612326739697469E-4,1.8223243586151677E-4,8.0616336984873449,9.109649262074873,10.020614188282361,40.308168492436728,45.548246310374367,50.103070941411808,80.616336984873456,91.096492620748734,100.20614188282362,{"$f":"Input!$F$21*C749","v":16.12326739697469},{"$f":"Input!$F$21*D749","v":18.223243586151678},20.045567944766848,null,739000,215.2349205250855]
[null,740,1.626326580958649E-4,1.8223243586151677E-4,8.1316329047932445,9.109649262074873,10.020614188282361,40.658164523966221,45.548246310374367,50.103070941411808,81.316329047932442,91.096492620748734,100.20614188282362,{"$f":"Input!$F$21*C750","v":16.263265809586489},{"$f":"Input!$F$21*D750","v":18.223243586151678},20.045567944766848,null,740000,215.52617210901661]
[null,741,1.6333265015892391E-4,1.8223243586151677E-4,8.1666325079461952,9.109649262074873,10.020614188282361,40.833162539730978,45.548246310374367,50.103070941411808,81.666325079461956,91.096492620748734,100.20614188282362,{"$f":"Input!$F$21*C751","v":16.33326501589239},{"$f":"Input!$F$21*D751","v":18.223243586151678},20.045567944766848,null,741000,215.81742369294773]
[null,742,1.6403264222198289E-4,1.8223243586151677E-4,8.2016321110991441,9.109649262074873,10.020614188282361,41.008160555495721,45.548246310374367,50.103070941411808,82.016321110991441,91.096492620748734,100.20614188282362,{"$f":"Input!$F$21*C752","v":16.403264222198288},{"$f":"Input!$F$21*D752","v":18.223243586151678},20.045567944766848,null,742000,216.10867527687878]
[null,743,1.6403264222198289E-4,1.8223243586151677E-4,8.2016321110991441,9.109649262074873,10.020614188282361,41.008160555495721,45.548246310374367,50.103070941411808,82.016321110991441,91.096492620748734,100.20614188282362,{"$f":"Input!$F$21*C753","v":16.403264222198288},{"$f":"Input!$F$21*D753","v":18.223243586151678},20.045567944766848,null,743000,216.3999268608099]
[null,744,1.6403264222198289E-4,1.8223243586151677E-4,8.2016321110991441,9.109649262074873,10.020614188282361,41.008160555495721,45.548246310374367,50.103070941411808,82.016321110991441,91.096492620748734,100.20614188282362,{"$f":"Input!$F$21*C754","v":16.403264222198288},{"$f":"Input!$F$21*D754","v":18.223243586151678},20.045567944766848,null,744000,216.69117844474101]
[null,745,1.6403264222198289E-4,1.8223243586151677E-4,8.2016321110991441,9.109649262074873,10.020614188282361,41.008160555495721,45.548246310374367,50.103070941411808,82.016321110991441,91.096492620748734,100.20614188282362,{"$f":"Input!$F$21*C755","v":16.403264222198288},{"$f":"Input!$F$21*D755","v":18.223243586151678},20.045567944766848,null,745000,216.98243002867213]
[null,746,1.6403264222198289E-4,1.8223243586151677E-4,8.2016321110991441,9.109649262074873,10.020614188282361,41.008160555495721,45.548246310374367,50.103070941411808,82.016321110991441,91.096492620748734,100.20614188282362,{"$f":"Input!$F$21*C756","v":16.403264222198288},{"$f":"Input!$F$21*D756","v":18.223243586151678},20.045567944766848,null,746000,217.27368161260324]
[null,747,1.626326580958649E-4,1.8223243586151677E-4,8.1316329047932445,9.109649262074873,10.020614188282361,40.658164523966221,45.548246310374367,50.103070941411808,81.316329047932442,91.096492620748734,100.20614188282362,{"$f":"Input!$F$21*C757","v":16.263265809586489},{"$f":"Input!$F$21*D757","v":18.223243586151678},20.045567944766848,null,747000,217.5649331965343]
[null,748,1.6193266603280591E-4,1.8223243586151677E-4,8.0966333016402956,9.109649262074873,10.020614188282361,40.483166508201478,45.548246310374367,50.103070941411808,80.966333016402956,91.096492620748734,100.20614188282362,{"$f":"Input!$F$21*C758","v":16.193266603280591},{"$f":"Input!$F$21*D758","v":18.223243586151678},20.045567944766848,null,748000,217.85618478046541]
[null,749,1.5983268984362891E-4,1.8223243586151677E-4,7.9916344921814453,9.109649262074873,10.020614188282361,39.958172460907228,45.548246310374367,50.103070941411808,79.916344921814456,91.096492620748734,100.20614188282362,{"$f":"Input!$F$21*C759","v":15.983268984362891},{"$f":"Input!$F$21*D759","v":18.223243586151678},20.045567944766848,null,749000,218.14743636439653]
[null,750,1.5773271365445191E-4,1.8223243586151677E-4,7.8866356827225959,9.109649262074873,10.020614188282361,39.433178413612978,45.548246310374367,50.103070941411808,78.866356827225957,91.096492620748734,100.20614188282362,{"$f":"Input!$F$21*C760","v":15.773271365445192},{"$f":"Input!$F$21*D760","v":18.223243586151678},20.045567944766848,null,750000,218.43868794832764]
[null,751,1.5633272952833395E-4,1.8223243586151677E-4,7.8166364764166971,9.109649262074873,10.020614188282361,39.083182382083486,45.548246310374367,50.103070941411808,78.166364764166971,91.096492620748734,100.20614188282362,{"$f":"Input!$F$21*C761","v":15.633272952833394},{"$f":"Input!$F$21*D761","v":18.223243586151678},20.045567944766848,null,751000,218.72993953225875]
[null,752,1.5353276127609797E-4,1.8223243586151677E-4,7.6766380638048988,9.109649262074873,10.020614188282361,38.383190319024493,45.548246310374367,50.103070941411808,76.766380638048986,91.096492620748734,100.20614188282362,{"$f":"Input!$F$21*C762","v":15.353276127609798},{"$f":"Input!$F$21*D762","v":18.223243586151678},20.045567944766848,null,752000,219.02119111618981]
[null,753,1.5073279302386196E-4,1.8223243586151677E-4,7.5366396511930978,9.109649262074873,10.020614188282361,37.683198255965486,45.548246310374367,50.103070941411808,75.366396511930972,91.096492620748734,100.20614188282362,{"$f":"Input!$F$21*C763","v":15.073279302386196},{"$f":"Input!$F$21*D763","v":18.223243586151678},20.045567944766848,null,753000,219.31244270012093]
[null,754,1.4863281683468498E-4,1.8223243586151677E-4,7.4316408417342492,9.109649262074873,10.020614188282361,37.158204208671243,45.548246310374367,50.103070941411808,74.316408417342487,91.096492620748734,100.20614188282362,{"$f":"Input!$F$21*C764","v":14.863281683468498},{"$f":"Input!$F$21*D764","v":18.223243586151678},20.045567944766848,null,754000,219.60369428405204]
[null,755,1.4583284858244903E-4,1.8223243586151677E-4,7.2916424291224518,9.109649262074873,10.020614188282361,36.458212145612258,45.548246310374367,50.103070941411808,72.916424291224516,91.096492620748734,100.20614188282362,{"$f":"Input!$F$21*C765","v":14.583284858244904},{"$f":"Input!$F$21*D765","v":18.223243586151678},20.045567944766848,null,755000,219.89494586798315]
[null,756,1.4443286445633098E-4,1.8153244379845782E-4,7.2216432228165495,9.0746572358169928,9.9821229593986924,36.108216114082744,45.373286179084964,49.910614796993464,72.216432228165488,90.746572358169928,99.821229593986928,{"$f":"Input!$F$21*C766","v":14.443286445633099},{"$f":"Input!$F$21*D766","v":18.153244379845781},19.968568817830359,null,756000,220.18619745191427]
[null,757,1.4373287239327203E-4,1.8153244379845782E-4,7.1866436196636014,9.0746572358169928,9.9821229593986924,35.933218098318008,45.373286179084964,49.910614796993464,71.866436196636016,90.746572358169928,99.821229593986928,{"$f":"Input!$F$21*C767","v":14.373287239327203},{"$f":"Input!$F$21*D767","v":18.153244379845781},19.968568817830359,null,757000,220.47744903584538]
[null,758,1.4303288033021302E-4,1.8153244379845782E-4,7.1516440165106507,9.0746572358169928,9.9821229593986924,35.758220082553258,45.373286179084964,49.910614796993464,71.516440165106516,90.746572358169928,99.821229593986928,{"$f":"Input!$F$21*C768","v":14.303288033021301},{"$f":"Input!$F$21*D768","v":18.153244379845781},19.968568817830359,null,758000,220.76870061977644]
[null,759,1.4443286445633098E-4,1.8153244379845782E-4,7.2216432228165495,9.0746572358169928,9.9821229593986924,36.108216114082744,45.373286179084964,49.910614796993464,72.216432228165488,90.746572358169928,99.821229593986928,{"$f":"Input!$F$21*C769","v":14.443286445633099},{"$f":"Input!$F$21*D769","v":18.153244379845781},19.968568817830359,null,759000,221.05995220370755]
[null,760,1.4513285651938999E-4,1.8153244379845782E-4,7.2566428259694993,9.0746572358169928,9.9821229593986924,36.283214129847501,45.373286179084964,49.910614796993464,72.566428259695002,90.746572358169928,99.821229593986928,{"$f":"Input!$F$21*C770","v":14.513285651938999},{"$f":"Input!$F$21*D770","v":18.153244379845781},19.968568817830359,null,760000,221.35120378763867]
[null,761,1.4513285651938999E-4,1.8153244379845782E-4,7.2566428259694993,9.0746572358169928,9.9821229593986924,36.283214129847501,45.373286179084964,49.910614796993464,72.566428259695002,90.746572358169928,99.821229593986928,{"$f":"Input!$F$21*C771","v":14.513285651938999},{"$f":"Input!$F$21*D771","v":18.153244379845781},19.968568817830359,null,761000,221.64245537156978]
[null,762,1.4513285651938999E-4,1.8153244379845782E-4,7.2566428259694993,9.0746572358169928,9.9821229593986924,36.283214129847501,45.373286179084964,49.910614796993464,72.566428259695002,90.746572358169928,99.821229593986928,{"$f":"Input!$F$21*C772","v":14.513285651938999},{"$f":"Input!$F$21*D772","v":18.153244379845781},19.968568817830359,null,762000,221.9337069555009]
[null,763,1.4443286445633098E-4,1.8153244379845782E-4,7.2216432228165495,9.0746572358169928,9.9821229593986924,36.108216114082744,45.373286179084964,49.910614796993464,72.216432228165488,90.746572358169928,99.821229593986928,{"$f":"Input!$F$21*C773","v":14.443286445633099},{"$f":"Input!$F$21*D773","v":18.153244379845781},19.968568817830359,null,763000,222.22495853943195]
[null,764,1.4443286445633098E-4,1.8153244379845782E-4,7.2216432228165495,9.0746572358169928,9.9821229593986924,36.108216114082744,45.373286179084964,49.910614796993464,72.216432228165488,90.746572358169928,99.821229593986928,{"$f":"Input!$F$21*C774","v":14.443286445633099},{"$f":"Input!$F$21*D774","v":18.153244379845781},19.968568817830359,null,764000,222.51621012336307]
[null,765,1.4443286445633098E-4,1.8153244379845782E-4,7.2216432228165495,9.0746572358169928,9.9821229593986924,36.108216114082744,45.373286179084964,49.910614796993464,72.216432228165488,90.746572358169928,99.821229593986928,{"$f":"Input!$F$21*C775","v":14.443286445633099},{"$f":"Input!$F$21*D775","v":18.153244379845781},19.968568817830359,null,765000,222.80746170729418]
[null,766,1.4303288033021302E-4,1.8153244379845782E-4,7.1516440165106507,9.0746572358169928,9.9821229593986924,35.758220082553258,45.373286179084964,49.910614796993464,71.516440165106516,90.746572358169928,99.821229593986928,{"$f":"Input!$F$21*C776","v":14.303288033021301},{"$f":"Input!$F$21*D776","v":18.153244379845781},19.968568817830359,null,766000,223.09871329122529]
[null,767,1.4163289620409503E-4,1.8153244379845782E-4,7.0816448102047511,9.0746572358169928,9.9821229593986924,35.408224051023758,45.373286179084964,49.910614796993464,70.816448102047516,90.746572358169928,99.821229593986928,{"$f":"Input!$F$21*C777","v":14.163289620409502},{"$f":"Input!$F$21*D777","v":18.153244379845781},19.968568817830359,null,767000,223.38996487515641]
[null,768,1.4093290414103602E-4,1.8153244379845782E-4,7.0466452070518013,9.0746572358169928,9.9821229593986924,35.233226035259001,45.373286179084964,49.910614796993464,70.466452070518002,90.746572358169928,99.821229593986928,{"$f":"Input!$F$21*C778","v":14.093290414103603},{"$f":"Input!$F$21*D778","v":18.153244379845781},19.968568817830359,null,768000,223.68121645908747]
[null,769,1.4303288033021302E-4,1.8153244379845782E-4,{"$f":"$E$9*C779","v":7.1516440165106507},9.0746572358169928,{"$f":"F779*1.1","v":9.9821229593986924},{"$f":"$H$9*C779","v":35.758220082553258},45.373286179084964,{"$f":"I779*1.1","v":49.910614796993464},{"$f":"$K$9*C779","v":71.516440165106516},90.746572358169928,{"$f":"L779*1.1","v":99.821229593986928},{"$f":"Input!$F$21*C779","v":14.303288033021301},{"$f":"Input!$F$21*D779","v":18.153244379845781},19.968568817830359,null,769000,{"$f":"$V$15*R779+$V$16","v":223.97246804301858}]
[null,770,1.4163289620409503E-4,1.8153244379845782E-4,7.0816448102047511,9.0746572358169928,9.9821229593986924,35.408224051023758,45.373286179084964,49.910614796993464,70.816448102047516,90.746572358169928,99.821229593986928,{"$f":"Input!$F$21*C780","v":14.163289620409502},{"$f":"Input!$F$21*D780","v":18.153244379845781},{"$f":"O780*1.1","v":19.968568817830359},null,770000,224.26371962694969]
[null,771,1.4373287239327203E-4,1.8153244379845782E-4,7.1866436196636014,9.0746572358169928,9.9821229593986924,35.933218098318008,45.373286179084964,49.910614796993464,71.866436196636016,90.746572358169928,99.821229593986928,{"$f":"Input!$F$21*C781","v":14.373287239327203},{"$f":"Input!$F$21*D781","v":18.153244379845781},19.968568817830359,null,771000,224.55497121088081]
[null,772,1.4583284858244903E-4,1.8153244379845782E-4,7.2916424291224518,9.0746572358169928,9.9821229593986924,36.458212145612258,45.373286179084964,49.910614796993464,72.916424291224516,90.746572358169928,99.821229593986928,{"$f":"Input!$F$21*C782","v":14.583284858244904},{"$f":"Input!$F$21*D782","v":18.153244379845781},19.968568817830359,null,772000,224.84622279481192]
[null,773,1.4723283270856699E-4,1.8083245173539881E-4,7.3616416354283496,9.0396652095591126,9.9436317305150244,36.808208177141751,45.198326047795561,49.71815865257512,73.616416354283501,90.396652095591122,99.43631730515024,{"$f":"Input!$F$21*C783","v":14.723283270856699},{"$f":"Input!$F$21*D783","v":18.083245173539879},19.891569690893867,null,773000,225.13747437874304]
[null,774,1.4863281683468498E-4,1.8083245173539881E-4,7.4316408417342492,9.0396652095591126,9.9436317305150244,37.158204208671243,45.198326047795561,49.71815865257512,74.316408417342487,90.396652095591122,99.43631730515024,{"$f":"Input!$F$21*C784","v":14.863281683468498},{"$f":"Input!$F$21*D784","v":18.083245173539879},19.891569690893867,null,774000,225.42872596267409]
[null,775,1.5003280096080297E-4,1.8083245173539881E-4,7.5016400480401488,9.0396652095591126,9.9436317305150244,37.508200240200743,45.198326047795561,49.71815865257512,75.016400480401487,90.396652095591122,99.43631730515024,{"$f":"Input!$F$21*C785","v":15.003280096080298},{"$f":"Input!$F$21*D785","v":18.083245173539879},19.891569690893867,null,775000,225.71997754660521]
[null,776,1.5143278508692097E-4,1.8083245173539881E-4,7.5716392543460485,9.0396652095591126,9.9436317305150244,37.858196271730243,45.198326047795561,49.71815865257512,75.716392543460486,90.396652095591122,99.43631730515024,{"$f":"Input!$F$21*C786","v":15.143278508692097},{"$f":"Input!$F$21*D786","v":18.083245173539879},19.891569690893867,null,776000,226.01122913053632]
[null,777,1.5213277714997998E-4,1.8083245173539881E-4,7.6066388574989992,9.0396652095591126,9.9436317305150244,38.033194287494993,45.198326047795561,49.71815865257512,76.066388574989986,90.396652095591122,99.43631730515024,{"$f":"Input!$F$21*C787","v":15.213277714997998},{"$f":"Input!$F$21*D787","v":18.083245173539879},19.891569690893867,null,777000,226.30248071446744]
[null,778,1.5143278508692097E-4,1.8083245173539881E-4,7.5716392543460485,9.0396652095591126,9.9436317305150244,37.858196271730243,45.198326047795561,49.71815865257512,75.716392543460486,90.396652095591122,99.43631730515024,{"$f":"Input!$F$21*C788","v":15.143278508692097},{"$f":"Input!$F$21*D788","v":18.083245173539879},19.891569690893867,null,778000,226.59373229839855]
[null,779,1.5003280096080297E-4,1.8083245173539881E-4,7.5016400480401488,9.0396652095591126,9.9436317305150244,37.508200240200743,45.198326047795561,49.71815865257512,75.016400480401487,90.396652095591122,99.43631730515024,{"$f":"Input!$F$21*C789","v":15.003280096080298},{"$f":"Input!$F$21*D789","v":18.083245173539879},19.891569690893867,null,779000,226.88498388232961]
[null,780,1.4933280889774397E-4,1.8083245173539881E-4,7.4666404448871981,9.0396652095591126,9.9436317305150244,37.333202224435993,45.198326047795561,49.71815865257512,74.666404448871987,90.396652095591122,99.43631730515024,{"$f":"Input!$F$21*C790","v":14.933280889774396},{"$f":"Input!$F$21*D790","v":18.083245173539879},19.891569690893867,null,780000,227.17623546626072]
[null,781,1.4723283270856699E-4,1.8083245173539881E-4,7.3616416354283496,9.0396652095591126,9.9436317305150244,36.808208177141751,45.198326047795561,49.71815865257512,73.616416354283501,90.396652095591122,99.43631730515024,{"$f":"Input!$F$21*C791","v":14.723283270856699},{"$f":"Input!$F$21*D791","v":18.083245173539879},19.891569690893867,null,781000,227.46748705019183]
[null,782,1.4653284064550798E-4,1.8083245173539881E-4,7.3266420322753989,9.0396652095591126,9.9436317305150244,36.633210161376994,45.198326047795561,49.71815865257512,73.266420322753987,90.396652095591122,99.43631730515024,{"$f":"Input!$F$21*C792","v":14.653284064550798},{"$f":"Input!$F$21*D792","v":18.083245173539879},19.891569690893867,null,782000,227.75873863412295]
[null,783,1.4653284064550798E-4,1.8083245173539881E-4,7.3266420322753989,9.0396652095591126,9.9436317305150244,36.633210161376994,45.198326047795561,49.71815865257512,73.266420322753987,90.396652095591122,99.43631730515024,{"$f":"Input!$F$21*C793","v":14.653284064550798},{"$f":"Input!$F$21*D793","v":18.083245173539879},19.891569690893867,null,783000,228.04999021805406]
[null,784,1.4723283270856699E-4,1.8083245173539881E-4,7.3616416354283496,9.0396652095591126,9.9436317305150244,36.808208177141751,45.198326047795561,49.71815865257512,73.616416354283501,90.396652095591122,99.43631730515024,{"$f":"Input!$F$21*C794","v":14.723283270856699},{"$f":"Input!$F$21*D794","v":18.083245173539879},19.891569690893867,null,784000,228.34124180198518]
[null,785,1.4723283270856699E-4,1.8083245173539881E-4,7.3616416354283496,9.0396652095591126,9.9436317305150244,36.808208177141751,45.198326047795561,49.71815865257512,73.616416354283501,90.396652095591122,99.43631730515024,{"$f":"Input!$F$21*C795","v":14.723283270856699},{"$f":"Input!$F$21*D795","v":18.083245173539879},19.891569690893867,null,785000,228.63249338591623]
[null,786,1.4933280889774397E-4,1.8083245173539881E-4,7.4666404448871981,9.0396652095591126,9.9436317305150244,37.333202224435993,45.198326047795561,49.71815865257512,74.666404448871987,90.396652095591122,99.43631730515024,{"$f":"Input!$F$21*C796","v":14.933280889774396},{"$f":"Input!$F$21*D796","v":18.083245173539879},19.891569690893867,null,786000,228.92374496984735]
[null,787,1.5073279302386196E-4,1.8083245173539881E-4,7.5366396511930978,9.0396652095591126,9.9436317305150244,37.683198255965486,45.198326047795561,49.71815865257512,75.366396511930972,90.396652095591122,99.43631730515024,{"$f":"Input!$F$21*C797","v":15.073279302386196},{"$f":"Input!$F$21*D797","v":18.083245173539879},19.891569690893867,null,787000,229.21499655377846]
[null,788,1.5353276127609797E-4,1.8083245173539881E-4,7.6766380638048988,9.0396652095591126,9.9436317305150244,38.383190319024493,45.198326047795561,49.71815865257512,76.766380638048986,90.396652095591122,99.43631730515024,{"$f":"Input!$F$21*C798","v":15.353276127609798},{"$f":"Input!$F$21*D798","v":18.083245173539879},19.891569690893867,null,788000,229.50624813770958]
[null,789,1.5633272952833395E-4,1.8083245173539881E-4,7.8166364764166971,9.0396652095591126,9.9436317305150244,39.083182382083486,45.198326047795561,49.71815865257512,78.166364764166971,90.396652095591122,99.43631730515024,{"$f":"Input!$F$21*C799","v":15.633272952833394},{"$f":"Input!$F$21*D799","v":18.083245173539879},19.891569690893867,null,789000,229.79749972164069]
[null,790,1.605326819066879E-4,1.8083245173539881E-4,8.0266340953343942,9.0396652095591126,9.9436317305150244,40.133170476671971,45.198326047795561,49.71815865257512,80.266340953343942,90.396652095591122,99.43631730515024,{"$f":"Input!$F$21*C800","v":16.053268190668788},{"$f":"Input!$F$21*D800","v":18.083245173539879},19.891569690893867,null,790000,230.08875130557175]
[null,791,1.612326739697469E-4,1.8083245173539881E-4,8.0616336984873449,9.0396652095591126,9.9436317305150244,40.308168492436728,45.198326047795561,49.71815865257512,80.616336984873456,90.396652095591122,99.43631730515024,{"$f":"Input!$F$21*C801","v":16.12326739697469},{"$f":"Input!$F$21*D801","v":18.083245173539879},19.891569690893867,null,791000,230.38000288950286]
[null,792,1.6403264222198289E-4,1.8083245173539881E-4,8.2016321110991441,9.0396652095591126,9.9436317305150244,41.008160555495721,45.198326047795561,49.71815865257512,82.016321110991441,90.396652095591122,99.43631730515024,{"$f":"Input!$F$21*C802","v":16.403264222198288},{"$f":"Input!$F$21*D802","v":18.083245173539879},19.891569690893867,null,792000,230.67125447343398]
[null,793,1.6333265015892391E-4,1.8083245173539881E-4,8.1666325079461952,9.0396652095591126,9.9436317305150244,40.833162539730978,45.198326047795561,49.71815865257512,81.666325079461956,90.396652095591122,99.43631730515024,{"$f":"Input!$F$21*C803","v":16.33326501589239},{"$f":"Input!$F$21*D803","v":18.083245173539879},19.891569690893867,null,793000,230.96250605736509]
[null,794,1.5983268984362891E-4,1.8083245173539881E-4,7.9916344921814453,9.0396652095591126,9.9436317305150244,39.958172460907228,45.198326047795561,49.71815865257512,79.916344921814456,90.396652095591122,99.43631730515024,{"$f":"Input!$F$21*C804","v":15.983268984362891},{"$f":"Input!$F$21*D804","v":18.083245173539879},19.891569690893867,null,794000,231.2537576412962]
[null,795,1.5983268984362891E-4,1.8083245173539881E-4,7.9916344921814453,9.0396652095591126,9.9436317305150244,39.958172460907228,45.198326047795561,49.71815865257512,79.916344921814456,90.396652095591122,99.43631730515024,{"$f":"Input!$F$21*C805","v":15.983268984362891},{"$f":"Input!$F$21*D805","v":18.083245173539879},19.891569690893867,null,795000,231.54500922522726]
[null,796,1.626326580958649E-4,1.8083245173539881E-4,8.1316329047932445,9.0396652095591126,9.9436317305150244,40.658164523966221,45.198326047795561,49.71815865257512,81.316329047932442,90.396652095591122,99.43631730515024,{"$f":"Input!$F$21*C806","v":16.263265809586489},{"$f":"Input!$F$21*D806","v":18.083245173539879},19.891569690893867,null,796000,231.83626080915838]
[null,797,1.626326580958649E-4,1.8083245173539881E-4,8.1316329047932445,9.0396652095591126,9.9436317305150244,40.658164523966221,45.198326047795561,49.71815865257512,81.316329047932442,90.396652095591122,99.43631730515024,{"$f":"Input!$F$21*C807","v":16.263265809586489},{"$f":"Input!$F$21*D807","v":18.083245173539879},19.891569690893867,null,797000,232.12751239308949]
[null,798,1.626326580958649E-4,1.8083245173539881E-4,8.1316329047932445,9.0396652095591126,9.9436317305150244,40.658164523966221,45.198326047795561,49.71815865257512,81.316329047932442,90.396652095591122,99.43631730515024,{"$f":"Input!$F$21*C808","v":16.263265809586489},{"$f":"Input!$F$21*D808","v":18.083245173539879},19.891569690893867,null,798000,232.4187639770206]
[null,799,1.6403264222198289E-4,1.8013245967233983E-4,8.2016321110991441,9.0046731833012323,9.9051405016313563,41.008160555495721,45.023365916506158,49.525702508156776,82.016321110991441,90.046731833012316,99.051405016313552,{"$f":"Input!$F$21*C809","v":16.403264222198288},{"$f":"Input!$F$21*D809","v":18.013245967233981},19.814570563957382,null,799000,232.71001556095172]
[null,800,1.6613261841115989E-4,1.8013245967233983E-4,8.3066309205579945,9.0046731833012323,9.9051405016313563,41.533154602789971,45.023365916506158,49.525702508156776,83.066309205579941,90.046731833012316,99.051405016313552,{"$f":"Input!$F$21*C810","v":16.613261841115989},{"$f":"Input!$F$21*D810","v":18.013245967233981},19.814570563957382,null,800000,233.00126714488283]
[null,801,1.6963257872645488E-4,1.8013245967233983E-4,8.4816289363227444,9.0046731833012323,9.9051405016313563,42.40814468161372,45.023365916506158,49.525702508156776,84.81628936322744,90.046731833012316,99.051405016313552,{"$f":"Input!$F$21*C811","v":16.963257872645489},{"$f":"Input!$F$21*D811","v":18.013245967233981},19.814570563957382,null,801000,233.29251872881389]
[null,802,1.6613261841115989E-4,1.8013245967233983E-4,8.3066309205579945,9.0046731833012323,9.9051405016313563,41.533154602789971,45.023365916506158,49.525702508156776,83.066309205579941,90.046731833012316,99.051405016313552,{"$f":"Input!$F$21*C812","v":16.613261841115989},{"$f":"Input!$F$21*D812","v":18.013245967233981},19.814570563957382,null,802000,233.583770312745]
[null,803,1.6403264222198289E-4,1.8013245967233983E-4,8.2016321110991441,9.0046731833012323,9.9051405016313563,41.008160555495721,45.023365916506158,49.525702508156776,82.016321110991441,90.046731833012316,99.051405016313552,{"$f":"Input!$F$21*C813","v":16.403264222198288},{"$f":"Input!$F$21*D813","v":18.013245967233981},19.814570563957382,null,803000,233.87502189667612]
[null,804,1.626326580958649E-4,1.8013245967233983E-4,8.1316329047932445,9.0046731833012323,9.9051405016313563,40.658164523966221,45.023365916506158,49.525702508156776,81.316329047932442,90.046731833012316,99.051405016313552,{"$f":"Input!$F$21*C814","v":16.263265809586489},{"$f":"Input!$F$21*D814","v":18.013245967233981},19.814570563957382,null,804000,234.16627348060723]
[null,805,1.5843270571751092E-4,1.8013245967233983E-4,7.9216352858755466,9.0046731833012323,9.9051405016313563,39.608176429377728,45.023365916506158,49.525702508156776,79.216352858755457,90.046731833012316,99.051405016313552,{"$f":"Input!$F$21*C815","v":15.843270571751093},{"$f":"Input!$F$21*D815","v":18.013245967233981},19.814570563957382,null,805000,234.45752506453834]
[null,806,1.5703272159139296E-4,1.8013245967233983E-4,7.8516360795696478,9.0046731833012323,9.9051405016313563,39.258180397848243,45.023365916506158,49.525702508156776,78.516360795696485,90.046731833012316,99.051405016313552,{"$f":"Input!$F$21*C816","v":15.703272159139296},{"$f":"Input!$F$21*D816","v":18.013245967233981},19.814570563957382,null,806000,234.7487766484694]
[null,807,1.5213277714997998E-4,1.8013245967233983E-4,7.6066388574989992,9.0046731833012323,9.9051405016313563,38.033194287494993,45.023365916506158,49.525702508156776,76.066388574989986,90.046731833012316,99.051405016313552,{"$f":"Input!$F$21*C817","v":15.213277714997998},{"$f":"Input!$F$21*D817","v":18.013245967233981},19.814570563957382,null,807000,235.04002823240052]
[null,808,1.5003280096080297E-4,1.8013245967233983E-4,7.5016400480401488,9.0046731833012323,9.9051405016313563,37.508200240200743,45.023365916506158,49.525702508156776,75.016400480401487,90.046731833012316,99.051405016313552,{"$f":"Input!$F$21*C818","v":15.003280096080298},{"$f":"Input!$F$21*D818","v":18.013245967233981},19.814570563957382,null,808000,235.33127981633163]
[null,809,1.591326977805699E-4,1.8013245967233983E-4,7.9566348890284955,9.0046731833012323,9.9051405016313563,39.783174445142478,45.023365916506158,49.525702508156776,79.566348890284956,90.046731833012316,99.051405016313552,{"$f":"Input!$F$21*C819","v":15.913269778056991},{"$f":"Input!$F$21*D819","v":18.013245967233981},19.814570563957382,null,809000,235.62253140026274]
[null,810,1.6543262634810091E-4,1.8013245967233983E-4,8.2716313174050455,9.0046731833012323,9.9051405016313563,41.358156587025228,45.023365916506158,49.525702508156776,82.716313174050455,90.046731833012316,99.051405016313552,{"$f":"Input!$F$21*C820","v":16.543262634810091},{"$f":"Input!$F$21*D820","v":18.013245967233981},19.814570563957382,null,810000,235.91378298419386]
[null,811,1.668326104742189E-4,1.8013245967233983E-4,8.3416305237109452,9.0046731833012323,9.9051405016313563,41.708152618554728,45.023365916506158,49.525702508156776,83.416305237109455,90.046731833012316,99.051405016313552,{"$f":"Input!$F$21*C821","v":16.68326104742189},{"$f":"Input!$F$21*D821","v":18.013245967233981},19.814570563957382,null,811000,236.20503456812492]
[null,812,1.7033257078951389E-4,1.8013245967233983E-4,8.5166285394756951,9.0046731833012323,9.9051405016313563,42.58314269737847,45.023365916506158,49.525702508156776,85.16628539475694,90.046731833012316,99.051405016313552,{"$f":"Input!$F$21*C822","v":17.03325707895139},{"$f":"Input!$F$21*D822","v":18.013245967233981},19.814570563957382,null,812000,236.49628615205603]
[null,813,1.7733249142010382E-4,1.8013245967233983E-4,8.8666245710051914,9.0046731833012323,9.9051405016313563,44.333122855025955,45.023365916506158,49.525702508156776,88.666245710051911,90.046731833012316,99.051405016313552,{"$f":"Input!$F$21*C823","v":17.733249142010383},{"$f":"Input!$F$21*D823","v":18.013245967233981},19.814570563957382,null,813000,236.78753773598714]
[null,814,1.8013245967233983E-4,1.8013245967233983E-4,9.0066229836169907,9.0046731833012323,9.9051405016313563,45.033114918084955,45.023365916506158,49.525702508156776,90.06622983616991,90.046731833012316,99.051405016313552,{"$f":"Input!$F$21*C824","v":18.013245967233981},{"$f":"Input!$F$21*D824","v":18.013245967233981},19.814570563957382,null,814000,237.07878931991826]
[null,815,1.7733249142010382E-4,1.8013245967233983E-4,8.8666245710051914,9.0046731833012323,9.9051405016313563,44.333122855025955,45.023365916506158,49.525702508156776,88.666245710051911,90.046731833012316,99.051405016313552,{"$f":"Input!$F$21*C825","v":17.733249142010383},{"$f":"Input!$F$21*D825","v":18.013245967233981},19.814570563957382,null,815000,237.37004090384937]
[null,816,1.7663249935704484E-4,1.8013245967233983E-4,8.8316249678522425,9.0046731833012323,9.9051405016313563,44.158124839261205,45.023365916506158,49.525702508156776,88.316249678522411,90.046731833012316,99.051405016313552,{"$f":"Input!$F$21*C826","v":17.663249935704485},{"$f":"Input!$F$21*D826","v":18.013245967233981},19.814570563957382,null,816000,237.66129248778049]
[null,817,1.7733249142010382E-4,1.8013245967233983E-4,8.8666245710051914,9.0046731833012323,9.9051405016313563,44.333122855025955,45.023365916506158,49.525702508156776,88.666245710051911,90.046731833012316,99.051405016313552,{"$f":"Input!$F$21*C827","v":17.733249142010383},{"$f":"Input!$F$21*D827","v":18.013245967233981},19.814570563957382,null,817000,237.95254407171154]
[null,818,1.6963257872645488E-4,1.8013245967233983E-4,8.4816289363227444,9.0046731833012323,9.9051405016313563,42.40814468161372,45.023365916506158,49.525702508156776,84.81628936322744,90.046731833012316,99.051405016313552,{"$f":"Input!$F$21*C828","v":16.963257872645489},{"$f":"Input!$F$21*D828","v":18.013245967233981},19.814570563957382,null,818000,238.24379565564266]
[null,819,1.6403264222198289E-4,1.8013245967233983E-4,8.2016321110991441,9.0046731833012323,9.9051405016313563,41.008160555495721,45.023365916506158,49.525702508156776,82.016321110991441,90.046731833012316,99.051405016313552,{"$f":"Input!$F$21*C829","v":16.403264222198288},{"$f":"Input!$F$21*D829","v":18.013245967233981},19.814570563957382,null,819000,238.53504723957377]
[null,820,1.6543262634810091E-4,1.8013245967233983E-4,8.2716313174050455,9.0046731833012323,9.9051405016313563,41.358156587025228,45.023365916506158,49.525702508156776,82.716313174050455,90.046731833012316,99.051405016313552,{"$f":"Input!$F$21*C830","v":16.543262634810091},{"$f":"Input!$F$21*D830","v":18.013245967233981},19.814570563957382,null,820000,238.82629882350489]
[null,821,1.668326104742189E-4,1.8013245967233983E-4,8.3416305237109452,9.0046731833012323,9.9051405016313563,41.708152618554728,45.023365916506158,49.525702508156776,83.416305237109455,90.046731833012316,99.051405016313552,{"$f":"Input!$F$21*C831","v":16.68326104742189},{"$f":"Input!$F$21*D831","v":18.013245967233981},19.814570563957382,null,821000,239.117550407436]
[null,822,1.8083245173539881E-4,1.8013245967233983E-4,9.0416225867699396,9.0046731833012323,9.9051405016313563,45.208112933849705,45.023365916506158,49.525702508156776,90.41622586769941,90.046731833012316,99.051405016313552,{"$f":"Input!$F$21*C832","v":18.083245173539879},{"$f":"Input!$F$21*D832","v":18.013245967233981},19.814570563957382,null,822000,239.40880199136706]
[null,823,1.8853236442904775E-4,1.7943246760928082E-4,9.4266182214523866,8.9696811570433521,9.8666492727476882,47.13309110726194,44.848405785216762,49.333246363738439,94.26618221452388,89.696811570433525,98.666492727476879,{"$f":"Input!$F$21*C833","v":18.853236442904773},{"$f":"Input!$F$21*D833","v":17.943246760928083},19.737571437020893,null,823000,239.70005357529817]
[null,824,1.8783237236598876E-4,1.7943246760928082E-4,9.3916186182994377,8.9696811570433521,9.8666492727476882,46.95809309149719,44.848405785216762,49.333246363738439,93.91618618299438,89.696811570433525,98.666492727476879,{"$f":"Input!$F$21*C834","v":18.783237236598875},{"$f":"Input!$F$21*D834","v":17.943246760928083},19.737571437020893,null,824000,239.99130515922928]
[null,825,1.8573239617681176E-4,1.7943246760928082E-4,9.2866198088405874,8.9696811570433521,9.8666492727476882,46.43309904420294,44.848405785216762,49.333246363738439,92.866198088405881,89.696811570433525,98.666492727476879,{"$f":"Input!$F$21*C835","v":18.573239617681175},{"$f":"Input!$F$21*D835","v":17.943246760928083},19.737571437020893,null,825000,240.2825567431604]
[null,826,1.7803248348316283E-4,1.7943246760928082E-4,8.9016241741581421,8.9696811570433521,9.8666492727476882,44.508120870790705,44.848405785216762,49.333246363738439,89.01624174158141,89.696811570433525,98.666492727476879,{"$f":"Input!$F$21*C836","v":17.803248348316284},{"$f":"Input!$F$21*D836","v":17.943246760928083},19.737571437020893,null,826000,240.57380832709151]
[null,827,1.6753260253727788E-4,1.7943246760928082E-4,8.3766301268638941,8.9696811570433521,9.8666492727476882,41.88315063431947,44.848405785216762,49.333246363738439,83.766301268638941,89.696811570433525,98.666492727476879,{"$f":"Input!$F$21*C837","v":16.753260253727788},{"$f":"Input!$F$21*D837","v":17.943246760928083},19.737571437020893,null,827000,240.86505991102257]
[null,828,1.5703272159139296E-4,1.7943246760928082E-4,7.8516360795696478,8.9696811570433521,9.8666492727476882,39.258180397848243,44.848405785216762,49.333246363738439,78.516360795696485,89.696811570433525,98.666492727476879,{"$f":"Input!$F$21*C838","v":15.703272159139296},{"$f":"Input!$F$21*D838","v":17.943246760928083},19.737571437020893,null,828000,241.15631149495368]
[null,829,1.5213277714997998E-4,1.7943246760928082E-4,7.6066388574989992,8.9696811570433521,9.8666492727476882,38.033194287494993,44.848405785216762,49.333246363738439,76.066388574989986,89.696811570433525,98.666492727476879,{"$f":"Input!$F$21*C839","v":15.213277714997998},{"$f":"Input!$F$21*D839","v":17.943246760928083},19.737571437020893,null,829000,241.4475630788848]
[null,830,1.5423275333915695E-4,1.7943246760928082E-4,7.7116376669578477,8.9696811570433521,9.8666492727476882,38.558188334789236,44.848405785216762,49.333246363738439,77.116376669578472,89.696811570433525,98.666492727476879,{"$f":"Input!$F$21*C840","v":15.423275333915695},{"$f":"Input!$F$21*D840","v":17.943246760928083},19.737571437020893,null,830000,241.73881466281591]
[null,831,1.5493274540221596E-4,1.7943246760928082E-4,7.7466372701107975,8.9696811570433521,9.8666492727476882,38.733186350553993,44.848405785216762,49.333246363738439,77.466372701107986,89.696811570433525,98.666492727476879,{"$f":"Input!$F$21*C841","v":15.493274540221595},{"$f":"Input!$F$21*D841","v":17.943246760928083},19.737571437020893,null,831000,242.03006624674703]
[null,832,1.591326977805699E-4,1.7943246760928082E-4,7.9566348890284955,8.9696811570433521,9.8666492727476882,39.783174445142478,44.848405785216762,49.333246363738439,79.566348890284956,89.696811570433525,98.666492727476879,{"$f":"Input!$F$21*C842","v":15.913269778056991},{"$f":"Input!$F$21*D842","v":17.943246760928083},19.737571437020893,null,832000,242.32131783067814]
[null,833,1.6403264222198289E-4,1.7943246760928082E-4,{"$f":"$E$9*C843","v":8.2016321110991441},8.9696811570433521,{"$f":"F843*1.1","v":9.8666492727476882},{"$f":"$H$9*C843","v":41.008160555495721},44.848405785216762,{"$f":"I843*1.1","v":49.333246363738439},{"$f":"$K$9*C843","v":82.016321110991441},89.696811570433525,{"$f":"L843*1.1","v":98.666492727476879},{"$f":"Input!$F$21*C843","v":16.403264222198288},{"$f":"Input!$F$21*D843","v":17.943246760928083},19.737571437020893,null,833000,{"$f":"$V$15*R843+$V$16","v":242.6125694146092}]
[null,834,1.6543262634810091E-4,1.7943246760928082E-4,8.2716313174050455,8.9696811570433521,9.8666492727476882,41.358156587025228,44.848405785216762,49.333246363738439,82.716313174050455,89.696811570433525,98.666492727476879,{"$f":"Input!$F$21*C844","v":16.543262634810091},{"$f":"Input!$F$21*D844","v":17.943246760928083},{"$f":"O844*1.1","v":19.737571437020893},null,834000,242.90382099854031]
[null,835,1.6753260253727788E-4,1.7943246760928082E-4,8.3766301268638941,8.9696811570433521,9.8666492727476882,41.88315063431947,44.848405785216762,49.333246363738439,83.766301268638941,89.696811570433525,98.666492727476879,{"$f":"Input!$F$21*C845","v":16.753260253727788},{"$f":"Input!$F$21*D845","v":17.943246760928083},19.737571437020893,null,835000,243.19507258247143]
[null,836,1.6753260253727788E-4,1.7943246760928082E-4,8.3766301268638941,8.9696811570433521,9.8666492727476882,41.88315063431947,44.848405785216762,49.333246363738439,83.766301268638941,89.696811570433525,98.666492727476879,{"$f":"Input!$F$21*C846","v":16.753260253727788},{"$f":"Input!$F$21*D846","v":17.943246760928083},19.737571437020893,null,836000,243.48632416640254]
[null,837,1.6613261841115989E-4,1.7943246760928082E-4,8.3066309205579945,8.9696811570433521,9.8666492727476882,41.533154602789971,44.848405785216762,49.333246363738439,83.066309205579941,89.696811570433525,98.666492727476879,{"$f":"Input!$F$21*C847","v":16.613261841115989},{"$f":"Input!$F$21*D847","v":17.943246760928083},19.737571437020893,null,837000,243.77757575033365]
[null,838,1.6403264222198289E-4,1.7943246760928082E-4,8.2016321110991441,8.9696811570433521,9.8666492727476882,41.008160555495721,44.848405785216762,49.333246363738439,82.016321110991441,89.696811570433525,98.666492727476879,{"$f":"Input!$F$21*C848","v":16.403264222198288},{"$f":"Input!$F$21*D848","v":17.943246760928083},19.737571437020893,null,838000,244.06882733426471]
[null,839,1.626326580958649E-4,1.7943246760928082E-4,8.1316329047932445,8.9696811570433521,9.8666492727476882,40.658164523966221,44.848405785216762,49.333246363738439,81.316329047932442,89.696811570433525,98.666492727476879,{"$f":"Input!$F$21*C849","v":16.263265809586489},{"$f":"Input!$F$21*D849","v":17.943246760928083},19.737571437020893,null,839000,244.36007891819582]
[null,840,1.626326580958649E-4,1.7943246760928082E-4,8.1316329047932445,8.9696811570433521,9.8666492727476882,40.658164523966221,44.848405785216762,49.333246363738439,81.316329047932442,89.696811570433525,98.666492727476879,{"$f":"Input!$F$21*C850","v":16.263265809586489},{"$f":"Input!$F$21*D850","v":17.943246760928083},19.737571437020893,null,840000,244.65133050212694]
[null,841,1.626326580958649E-4,1.7943246760928082E-4,8.1316329047932445,8.9696811570433521,9.8666492727476882,40.658164523966221,44.848405785216762,49.333246363738439,81.316329047932442,89.696811570433525,98.666492727476879,{"$f":"Input!$F$21*C851","v":16.263265809586489},{"$f":"Input!$F$21*D851","v":17.943246760928083},19.737571437020893,null,841000,244.94258208605805]
[null,842,1.626326580958649E-4,1.7943246760928082E-4,8.1316329047932445,8.9696811570433521,9.8666492727476882,40.658164523966221,44.848405785216762,49.333246363738439,81.316329047932442,89.696811570433525,98.666492727476879,{"$f":"Input!$F$21*C852","v":16.263265809586489},{"$f":"Input!$F$21*D852","v":17.943246760928083},19.737571437020893,null,842000,245.23383366998917]
[null,843,1.626326580958649E-4,1.7943246760928082E-4,8.1316329047932445,8.9696811570433521,9.8666492727476882,40.658164523966221,44.848405785216762,49.333246363738439,81.316329047932442,89.696811570433525,98.666492727476879,{"$f":"Input!$F$21*C853","v":16.263265809586489},{"$f":"Input!$F$21*D853","v":17.943246760928083},19.737571437020893,null,843000,245.52508525392022]
[null,844,1.626326580958649E-4,1.7943246760928082E-4,8.1316329047932445,8.9696811570433521,9.8666492727476882,40.658164523966221,44.848405785216762,49.333246363738439,81.316329047932442,89.696811570433525,98.666492727476879,{"$f":"Input!$F$21*C854","v":16.263265809586489},{"$f":"Input!$F$21*D854","v":17.943246760928083},19.737571437020893,null,844000,245.81633683785134]
[null,845,1.6193266603280591E-4,1.7943246760928082E-4,8.0966333016402956,8.9696811570433521,9.8666492727476882,40.483166508201478,44.848405785216762,49.333246363738439,80.966333016402956,89.696811570433525,98.666492727476879,{"$f":"Input!$F$21*C855","v":16.193266603280591},{"$f":"Input!$F$21*D855","v":17.943246760928083},19.737571437020893,null,845000,246.10758842178245]
[null,846,1.6193266603280591E-4,1.7943246760928082E-4,8.0966333016402956,8.9696811570433521,9.8666492727476882,40.483166508201478,44.848405785216762,49.333246363738439,80.966333016402956,89.696811570433525,98.666492727476879,{"$f":"Input!$F$21*C856","v":16.193266603280591},{"$f":"Input!$F$21*D856","v":17.943246760928083},19.737571437020893,null,846000,246.39884000571357]
[null,847,1.626326580958649E-4,1.7943246760928082E-4,8.1316329047932445,8.9696811570433521,9.8666492727476882,40.658164523966221,44.848405785216762,49.333246363738439,81.316329047932442,89.696811570433525,98.666492727476879,{"$f":"Input!$F$21*C857","v":16.263265809586489},{"$f":"Input!$F$21*D857","v":17.943246760928083},19.737571437020893,null,847000,246.69009158964468]
[null,848,1.626326580958649E-4,1.7943246760928082E-4,8.1316329047932445,8.9696811570433521,9.8666492727476882,40.658164523966221,44.848405785216762,49.333246363738439,81.316329047932442,89.696811570433525,98.666492727476879,{"$f":"Input!$F$21*C858","v":16.263265809586489},{"$f":"Input!$F$21*D858","v":17.943246760928083},19.737571437020893,null,848000,246.98134317357579]
[null,849,1.612326739697469E-4,1.7873247554622181E-4,8.0616336984873449,8.9346891307854701,9.8281580438640184,40.308168492436728,44.673445653927352,49.140790219320088,80.616336984873456,89.346891307854705,98.281580438640177,{"$f":"Input!$F$21*C859","v":16.12326739697469},{"$f":"Input!$F$21*D859","v":17.873247554622182},19.660572310084401,null,849000,247.27259475750685]
[null,850,1.605326819066879E-4,1.7873247554622181E-4,8.0266340953343942,8.9346891307854701,9.8281580438640184,40.133170476671971,44.673445653927352,49.140790219320088,80.266340953343942,89.346891307854705,98.281580438640177,{"$f":"Input!$F$21*C860","v":16.053268190668788},{"$f":"Input!$F$21*D860","v":17.873247554622182},19.660572310084401,null,850000,247.56384634143797]
[null,851,1.605326819066879E-4,1.7873247554622181E-4,8.0266340953343942,8.9346891307854701,9.8281580438640184,40.133170476671971,44.673445653927352,49.140790219320088,80.266340953343942,89.346891307854705,98.281580438640177,{"$f":"Input!$F$21*C861","v":16.053268190668788},{"$f":"Input!$F$21*D861","v":17.873247554622182},19.660572310084401,null,851000,247.85509792536908]
[null,852,1.591326977805699E-4,1.7873247554622181E-4,7.9566348890284955,8.9346891307854701,9.8281580438640184,39.783174445142478,44.673445653927352,49.140790219320088,79.566348890284956,89.346891307854705,98.281580438640177,{"$f":"Input!$F$21*C862","v":15.913269778056991},{"$f":"Input!$F$21*D862","v":17.873247554622182},19.660572310084401,null,852000,248.14634950930019]
[null,853,1.5703272159139296E-4,1.7873247554622181E-4,7.8516360795696478,8.9346891307854701,9.8281580438640184,39.258180397848243,44.673445653927352,49.140790219320088,78.516360795696485,89.346891307854705,98.281580438640177,{"$f":"Input!$F$21*C863","v":15.703272159139296},{"$f":"Input!$F$21*D863","v":17.873247554622182},19.660572310084401,null,853000,248.43760109323131]
[null,854,1.5353276127609797E-4,1.7873247554622181E-4,7.6766380638048988,8.9346891307854701,9.8281580438640184,38.383190319024493,44.673445653927352,49.140790219320088,76.766380638048986,89.346891307854705,98.281580438640177,{"$f":"Input!$F$21*C864","v":15.353276127609798},{"$f":"Input!$F$21*D864","v":17.873247554622182},19.660572310084401,null,854000,248.72885267716237]
[null,855,1.5213277714997998E-4,1.7873247554622181E-4,7.6066388574989992,8.9346891307854701,9.8281580438640184,38.033194287494993,44.673445653927352,49.140790219320088,76.066388574989986,89.346891307854705,98.281580438640177,{"$f":"Input!$F$21*C865","v":15.213277714997998},{"$f":"Input!$F$21*D865","v":17.873247554622182},19.660572310084401,null,855000,249.02010426109348]
[null,856,1.5493274540221596E-4,1.7873247554622181E-4,7.7466372701107975,8.9346891307854701,9.8281580438640184,38.733186350553993,44.673445653927352,49.140790219320088,77.466372701107986,89.346891307854705,98.281580438640177,{"$f":"Input!$F$21*C866","v":15.493274540221595},{"$f":"Input!$F$21*D866","v":17.873247554622182},19.660572310084401,null,856000,249.31135584502459]
[null,857,1.5633272952833395E-4,1.7873247554622181E-4,7.8166364764166971,8.9346891307854701,9.8281580438640184,39.083182382083486,44.673445653927352,49.140790219320088,78.166364764166971,89.346891307854705,98.281580438640177,{"$f":"Input!$F$21*C867","v":15.633272952833394},{"$f":"Input!$F$21*D867","v":17.873247554622182},19.660572310084401,null,857000,249.60260742895571]
[null,858,1.5843270571751092E-4,1.7873247554622181E-4,7.9216352858755466,8.9346891307854701,9.8281580438640184,39.608176429377728,44.673445653927352,49.140790219320088,79.216352858755457,89.346891307854705,98.281580438640177,{"$f":"Input!$F$21*C868","v":15.843270571751093},{"$f":"Input!$F$21*D868","v":17.873247554622182},19.660572310084401,null,858000,249.89385901288682]
[null,859,1.5983268984362891E-4,1.7873247554622181E-4,7.9916344921814453,8.9346891307854701,9.8281580438640184,39.958172460907228,44.673445653927352,49.140790219320088,79.916344921814456,89.346891307854705,98.281580438640177,{"$f":"Input!$F$21*C869","v":15.983268984362891},{"$f":"Input!$F$21*D869","v":17.873247554622182},19.660572310084401,null,859000,250.18511059681788]
[null,860,1.6193266603280591E-4,1.7873247554622181E-4,8.0966333016402956,8.9346891307854701,9.8281580438640184,40.483166508201478,44.673445653927352,49.140790219320088,80.966333016402956,89.346891307854705,98.281580438640177,{"$f":"Input!$F$21*C870","v":16.193266603280591},{"$f":"Input!$F$21*D870","v":17.873247554622182},19.660572310084401,null,860000,250.47636218074899]
[null,861,1.626326580958649E-4,1.7873247554622181E-4,8.1316329047932445,8.9346891307854701,9.8281580438640184,40.658164523966221,44.673445653927352,49.140790219320088,81.316329047932442,89.346891307854705,98.281580438640177,{"$f":"Input!$F$21*C871","v":16.263265809586489},{"$f":"Input!$F$21*D871","v":17.873247554622182},19.660572310084401,null,861000,250.76761376468011]
[null,862,1.647326342850419E-4,1.7873247554622181E-4,8.2366317142520948,8.9346891307854701,9.8281580438640184,41.183158571260471,44.673445653927352,49.140790219320088,82.366317142520941,89.346891307854705,98.281580438640177,{"$f":"Input!$F$21*C872","v":16.47326342850419},{"$f":"Input!$F$21*D872","v":17.873247554622182},19.660572310084401,null,862000,251.05886534861122]
[null,863,1.6823259460033689E-4,1.7873247554622181E-4,8.4116297300168448,8.9346891307854701,9.8281580438640184,42.05814865008422,44.673445653927352,49.140790219320088,84.116297300168441,89.346891307854705,98.281580438640177,{"$f":"Input!$F$21*C873","v":16.82325946003369},{"$f":"Input!$F$21*D873","v":17.873247554622182},19.660572310084401,null,863000,251.35011693254233]
[null,864,1.689325866633959E-4,1.7873247554622181E-4,8.4466293331697955,8.9346891307854701,9.8281580438640184,42.233146665848977,44.673445653927352,49.140790219320088,84.466293331697955,89.346891307854705,98.281580438640177,{"$f":"Input!$F$21*C874","v":16.893258666339591},{"$f":"Input!$F$21*D874","v":17.873247554622182},19.660572310084401,null,864000,251.64136851647345]
[null,865,1.6613261841115989E-4,1.7873247554622181E-4,8.3066309205579945,8.9346891307854701,9.8281580438640184,41.533154602789971,44.673445653927352,49.140790219320088,83.066309205579941,89.346891307854705,98.281580438640177,{"$f":"Input!$F$21*C875","v":16.613261841115989},{"$f":"Input!$F$21*D875","v":17.873247554622182},19.660572310084401,null,865000,251.93262010040451]
[null,866,1.6823259460033689E-4,1.7873247554622181E-4,8.4116297300168448,8.9346891307854701,9.8281580438640184,42.05814865008422,44.673445653927352,49.140790219320088,84.116297300168441,89.346891307854705,98.281580438640177,{"$f":"Input!$F$21*C876","v":16.82325946003369},{"$f":"Input!$F$21*D876","v":17.873247554622182},19.660572310084401,null,866000,252.22387168433562]
[null,867,1.6963257872645488E-4,1.7873247554622181E-4,8.4816289363227444,8.9346891307854701,9.8281580438640184,42.40814468161372,44.673445653927352,49.140790219320088,84.81628936322744,89.346891307854705,98.281580438640177,{"$f":"Input!$F$21*C877","v":16.963257872645489},{"$f":"Input!$F$21*D877","v":17.873247554622182},19.660572310084401,null,867000,252.51512326826673]
[null,868,1.6753260253727788E-4,1.7873247554622181E-4,8.3766301268638941,8.9346891307854701,9.8281580438640184,41.88315063431947,44.673445653927352,49.140790219320088,83.766301268638941,89.346891307854705,98.281580438640177,{"$f":"Input!$F$21*C878","v":16.753260253727788},{"$f":"Input!$F$21*D878","v":17.873247554622182},19.660572310084401,null,868000,252.80637485219785]
[null,869,1.6403264222198289E-4,1.7873247554622181E-4,8.2016321110991441,8.9346891307854701,9.8281580438640184,41.008160555495721,44.673445653927352,49.140790219320088,82.016321110991441,89.346891307854705,98.281580438640177,{"$f":"Input!$F$21*C879","v":16.403264222198288},{"$f":"Input!$F$21*D879","v":17.873247554622182},19.660572310084401,null,869000,253.09762643612896]
[null,870,1.6543262634810091E-4,1.7873247554622181E-4,8.2716313174050455,8.9346891307854701,9.8281580438640184,41.358156587025228,44.673445653927352,49.140790219320088,82.716313174050455,89.346891307854705,98.281580438640177,{"$f":"Input!$F$21*C880","v":16.543262634810091},{"$f":"Input!$F$21*D880","v":17.873247554622182},19.660572310084401,null,870000,253.38887802006002]
[null,871,1.6753260253727788E-4,1.7873247554622181E-4,8.3766301268638941,8.9346891307854701,9.8281580438640184,41.88315063431947,44.673445653927352,49.140790219320088,83.766301268638941,89.346891307854705,98.281580438640177,{"$f":"Input!$F$21*C881","v":16.753260253727788},{"$f":"Input!$F$21*D881","v":17.873247554622182},19.660572310084401,null,871000,253.68012960399113]
[null,872,1.6823259460033689E-4,1.7873247554622181E-4,8.4116297300168448,8.9346891307854701,9.8281580438640184,42.05814865008422,44.673445653927352,49.140790219320088,84.116297300168441,89.346891307854705,98.281580438640177,{"$f":"Input!$F$21*C882","v":16.82325946003369},{"$f":"Input!$F$21*D882","v":17.873247554622182},19.660572310084401,null,872000,253.97138118792225]
[null,873,1.6753260253727788E-4,1.7873247554622181E-4,8.3766301268638941,8.9346891307854701,9.8281580438640184,41.88315063431947,44.673445653927352,49.140790219320088,83.766301268638941,89.346891307854705,98.281580438640177,{"$f":"Input!$F$21*C883","v":16.753260253727788},{"$f":"Input!$F$21*D883","v":17.873247554622182},19.660572310084401,null,873000,254.26263277185336]
[null,874,1.668326104742189E-4,1.7873247554622181E-4,8.3416305237109452,8.9346891307854701,9.8281580438640184,41.708152618554728,44.673445653927352,49.140790219320088,83.416305237109455,89.346891307854705,98.281580438640177,{"$f":"Input!$F$21*C884","v":16.68326104742189},{"$f":"Input!$F$21*D884","v":17.873247554622182},19.660572310084401,null,874000,254.55388435578448]
[null,875,1.6613261841115989E-4,1.7873247554622181E-4,8.3066309205579945,8.9346891307854701,9.8281580438640184,41.533154602789971,44.673445653927352,49.140790219320088,83.066309205579941,89.346891307854705,98.281580438640177,{"$f":"Input!$F$21*C885","v":16.613261841115989},{"$f":"Input!$F$21*D885","v":17.873247554622182},19.660572310084401,null,875000,254.84513593971553]
[null,876,1.6403264222198289E-4,1.7873247554622181E-4,8.2016321110991441,8.9346891307854701,9.8281580438640184,41.008160555495721,44.673445653927352,49.140790219320088,82.016321110991441,89.346891307854705,98.281580438640177,{"$f":"Input!$F$21*C886","v":16.403264222198288},{"$f":"Input!$F$21*D886","v":17.873247554622182},19.660572310084401,null,876000,255.13638752364665]
[null,877,1.605326819066879E-4,1.7803248348316283E-4,8.0266340953343942,8.8996971045275917,9.7896668149803521,40.133170476671971,44.498485522637957,48.948334074901759,80.266340953343942,88.996971045275913,97.896668149803517,{"$f":"Input!$F$21*C887","v":16.053268190668788},{"$f":"Input!$F$21*D887","v":17.803248348316284},19.583573183147916,null,877000,255.42763910757776]
[null,878,1.5843270571751092E-4,1.7803248348316283E-4,7.9216352858755466,8.8996971045275917,9.7896668149803521,39.608176429377728,44.498485522637957,48.948334074901759,79.216352858755457,88.996971045275913,97.896668149803517,{"$f":"Input!$F$21*C888","v":15.843270571751093},{"$f":"Input!$F$21*D888","v":17.803248348316284},19.583573183147916,null,878000,255.71889069150888]
[null,879,1.5773271365445191E-4,1.7803248348316283E-4,7.8866356827225959,8.8996971045275917,9.7896668149803521,39.433178413612978,44.498485522637957,48.948334074901759,78.866356827225957,88.996971045275913,97.896668149803517,{"$f":"Input!$F$21*C889","v":15.773271365445192},{"$f":"Input!$F$21*D889","v":17.803248348316284},19.583573183147916,null,879000,256.01014227543993]
[null,880,1.5843270571751092E-4,1.7803248348316283E-4,7.9216352858755466,8.8996971045275917,9.7896668149803521,39.608176429377728,44.498485522637957,48.948334074901759,79.216352858755457,88.996971045275913,97.896668149803517,{"$f":"Input!$F$21*C890","v":15.843270571751093},{"$f":"Input!$F$21*D890","v":17.803248348316284},19.583573183147916,null,880000,256.30139385937105]
[null,881,1.6333265015892391E-4,1.7803248348316283E-4,8.1666325079461952,8.8996971045275917,9.7896668149803521,40.833162539730978,44.498485522637957,48.948334074901759,81.666325079461956,88.996971045275913,97.896668149803517,{"$f":"Input!$F$21*C891","v":16.33326501589239},{"$f":"Input!$F$21*D891","v":17.803248348316284},19.583573183147916,null,881000,256.59264544330216]
[null,882,1.7803248348316283E-4,1.7803248348316283E-4,8.9016241741581421,8.8996971045275917,9.7896668149803521,44.508120870790705,44.498485522637957,48.948334074901759,89.01624174158141,88.996971045275913,97.896668149803517,{"$f":"Input!$F$21*C892","v":17.803248348316284},{"$f":"Input!$F$21*D892","v":17.803248348316284},19.583573183147916,null,882000,256.88389702723327]
[null,883,1.8923235649210676E-4,1.7803248348316283E-4,9.4616178246053373,8.8996971045275917,9.7896668149803521,47.30808912302669,44.498485522637957,48.948334074901759,94.61617824605338,88.996971045275913,97.896668149803517,{"$f":"Input!$F$21*C893","v":18.923235649210675},{"$f":"Input!$F$21*D893","v":17.803248348316284},19.583573183147916,null,883000,257.17514861116439]
[null,884,1.9063234061822475E-4,1.7803248348316283E-4,9.5316170309112369,8.8996971045275917,9.7896668149803521,47.65808515455619,44.498485522637957,48.948334074901759,95.31617030911238,88.996971045275913,97.896668149803517,{"$f":"Input!$F$21*C894","v":19.063234061822474},{"$f":"Input!$F$21*D894","v":17.803248348316284},19.583573183147916,null,884000,257.4664001950955]
[null,885,1.997322374379917E-4,1.7803248348316283E-4,9.9866118718995853,8.8996971045275917,9.7896668149803521,49.933059359497925,44.498485522637957,48.948334074901759,99.86611871899585,88.996971045275913,97.896668149803517,{"$f":"Input!$F$21*C895","v":19.973223743799171},{"$f":"Input!$F$21*D895","v":17.803248348316284},19.583573183147916,null,885000,257.75765177902656]
[null,886,1.9903224537493269E-4,1.7803248348316283E-4,9.9516122687466346,8.8996971045275917,9.7896668149803521,49.758061343733175,44.498485522637957,48.948334074901759,99.51612268746635,88.996971045275913,97.896668149803517,{"$f":"Input!$F$21*C896","v":19.903224537493269},{"$f":"Input!$F$21*D896","v":17.803248348316284},19.583573183147916,null,886000,258.04890336295767]
[null,887,2.0603216600552268E-4,1.7803248348316283E-4,10.301608300276134,8.8996971045275917,9.7896668149803521,51.508041501380667,44.498485522637957,48.948334074901759,103.01608300276133,88.996971045275913,97.896668149803517,{"$f":"Input!$F$21*C897","v":20.603216600552269},{"$f":"Input!$F$21*D897","v":17.803248348316284},19.583573183147916,null,887000,258.34015494688879]
[null,888,2.0883213425775863E-4,1.7803248348316283E-4,10.441606712887932,8.8996971045275917,9.7896668149803521,52.20803356443966,44.498485522637957,48.948334074901759,104.41606712887932,88.996971045275913,97.896668149803517,{"$f":"Input!$F$21*C898","v":20.883213425775864},{"$f":"Input!$F$21*D898","v":17.803248348316284},19.583573183147916,null,888000,258.6314065308199]
[null,889,2.0953212632081762E-4,1.7803248348316283E-4,10.476606316040881,8.8996971045275917,9.7896668149803521,52.383031580204403,44.498485522637957,48.948334074901759,104.76606316040881,88.996971045275913,97.896668149803517,{"$f":"Input!$F$21*C899","v":20.953212632081762},{"$f":"Input!$F$21*D899","v":17.803248348316284},19.583573183147916,null,889000,258.92265811475102]
[null,890,2.1583205488834862E-4,1.7803248348316283E-4,10.79160274441743,8.8996971045275917,9.7896668149803521,53.958013722087152,44.498485522637957,48.948334074901759,107.9160274441743,88.996971045275913,97.896668149803517,{"$f":"Input!$F$21*C900","v":21.58320548883486},{"$f":"Input!$F$21*D900","v":17.803248348316284},19.583573183147916,null,890000,259.21390969868207]
[null,891,2.1233209457305362E-4,1.7803248348316283E-4,10.616604728652682,8.8996971045275917,9.7896668149803521,53.083023643263409,44.498485522637957,48.948334074901759,106.16604728652682,88.996971045275913,97.896668149803517,{"$f":"Input!$F$21*C901","v":21.233209457305364},{"$f":"Input!$F$21*D901","v":17.803248348316284},19.583573183147916,null,891000,259.50516128261319]
[null,892,2.0743215013164067E-4,1.7803248348316283E-4,10.371607506582034,8.8996971045275917,9.7896668149803521,51.858037532910167,44.498485522637957,48.948334074901759,103.71607506582033,88.996971045275913,97.896668149803517,{"$f":"Input!$F$21*C902","v":20.743215013164068},{"$f":"Input!$F$21*D902","v":17.803248348316284},19.583573183147916,null,892000,259.7964128665443]
[null,893,2.0953212632081762E-4,1.7803248348316283E-4,10.476606316040881,8.8996971045275917,9.7896668149803521,52.383031580204403,44.498485522637957,48.948334074901759,104.76606316040881,88.996971045275913,97.896668149803517,{"$f":"Input!$F$21*C903","v":20.953212632081762},{"$f":"Input!$F$21*D903","v":17.803248348316284},19.583573183147916,null,893000,260.08766445047542]
[null,894,2.1583205488834862E-4,1.7803248348316283E-4,10.79160274441743,8.8996971045275917,9.7896668149803521,53.958013722087152,44.498485522637957,48.948334074901759,107.9160274441743,88.996971045275913,97.896668149803517,{"$f":"Input!$F$21*C904","v":21.58320548883486},{"$f":"Input!$F$21*D904","v":17.803248348316284},19.583573183147916,null,894000,260.37891603440653]
[null,895,2.2423195964505656E-4,1.7803248348316283E-4,11.211597982252828,8.8996971045275917,9.7896668149803521,56.057989911264144,44.498485522637957,48.948334074901759,112.11597982252829,88.996971045275913,97.896668149803517,{"$f":"Input!$F$21*C905","v":22.423195964505656},{"$f":"Input!$F$21*D905","v":17.803248348316284},19.583573183147916,null,895000,260.67016761833759]
[null,896,2.165320469514076E-4,1.7733249142010382E-4,10.826602347570381,8.8647050782697114,9.751175586096684,54.133011737851902,44.323525391348561,48.755877930483422,108.2660234757038,88.647050782697121,97.511755860966844,{"$f":"Input!$F$21*C906","v":21.653204695140762},{"$f":"Input!$F$21*D906","v":17.733249142010383},19.506574056211424,null,896000,260.9614192022687]
[null,897,2.0953212632081762E-4,1.7733249142010382E-4,{"$f":"$E$9*C907","v":10.476606316040881},8.8647050782697114,{"$f":"F907*1.1","v":9.751175586096684},{"$f":"$H$9*C907","v":52.383031580204403},44.323525391348561,{"$f":"I907*1.1","v":48.755877930483422},{"$f":"$K$9*C907","v":104.76606316040881},88.647050782697121,{"$f":"L907*1.1","v":97.511755860966844},{"$f":"Input!$F$21*C907","v":20.953212632081762},{"$f":"Input!$F$21*D907","v":17.733249142010383},19.506574056211424,null,897000,{"$f":"$V$15*R907+$V$16","v":261.25267078619981}]
[null,898,1.9833225331187371E-4,1.7733249142010382E-4,9.9166126655936857,8.8647050782697114,9.751175586096684,49.583063327968425,44.323525391348561,48.755877930483422,99.16612665593685,88.647050782697121,97.511755860966844,{"$f":"Input!$F$21*C908","v":19.833225331187371},{"$f":"Input!$F$21*D908","v":17.733249142010383},{"$f":"O908*1.1","v":19.506574056211424},null,898000,261.54392237013093]
[null,899,1.7663249935704484E-4,1.7733249142010382E-4,8.8316249678522425,8.8647050782697114,9.751175586096684,44.158124839261205,44.323525391348561,48.755877930483422,88.316249678522411,88.647050782697121,97.511755860966844,{"$f":"Input!$F$21*C909","v":17.663249935704485},{"$f":"Input!$F$21*D909","v":17.733249142010383},19.506574056211424,null,899000,261.83517395406204]
[null,900,1.6613261841115989E-4,1.7733249142010382E-4,8.3066309205579945,8.8647050782697114,9.751175586096684,41.533154602789971,44.323525391348561,48.755877930483422,83.066309205579941,88.647050782697121,97.511755860966844,{"$f":"Input!$F$21*C910","v":16.613261841115989},{"$f":"Input!$F$21*D910","v":17.733249142010383},19.506574056211424,null,900000,262.12642553799316]
[null,901,1.6193266603280591E-4,1.7733249142010382E-4,8.0966333016402956,8.8647050782697114,9.751175586096684,40.483166508201478,44.323525391348561,48.755877930483422,80.966333016402956,88.647050782697121,97.511755860966844,{"$f":"Input!$F$21*C911","v":16.193266603280591},{"$f":"Input!$F$21*D911","v":17.733249142010383},19.506574056211424,null,901000,262.41767712192421]
[null,902,1.5843270571751092E-4,1.7733249142010382E-4,7.9216352858755466,8.8647050782697114,9.751175586096684,39.608176429377728,44.323525391348561,48.755877930483422,79.216352858755457,88.647050782697121,97.511755860966844,{"$f":"Input!$F$21*C912","v":15.843270571751093},{"$f":"Input!$F$21*D912","v":17.733249142010383},19.506574056211424,null,902000,262.70892870585533]
[null,903,1.5773271365445191E-4,1.7733249142010382E-4,7.8866356827225959,8.8647050782697114,9.751175586096684,39.433178413612978,44.323525391348561,48.755877930483422,78.866356827225957,88.647050782697121,97.511755860966844,{"$f":"Input!$F$21*C913","v":15.773271365445192},{"$f":"Input!$F$21*D913","v":17.733249142010383},19.506574056211424,null,903000,263.00018028978644]
[null,904,1.5843270571751092E-4,1.7733249142010382E-4,7.9216352858755466,8.8647050782697114,9.751175586096684,39.608176429377728,44.323525391348561,48.755877930483422,79.216352858755457,88.647050782697121,97.511755860966844,{"$f":"Input!$F$21*C914","v":15.843270571751093},{"$f":"Input!$F$21*D914","v":17.733249142010383},19.506574056211424,null,904000,263.29143187371756]
[null,905,1.647326342850419E-4,1.7733249142010382E-4,8.2366317142520948,8.8647050782697114,9.751175586096684,41.183158571260471,44.323525391348561,48.755877930483422,82.366317142520941,88.647050782697121,97.511755860966844,{"$f":"Input!$F$21*C915","v":16.47326342850419},{"$f":"Input!$F$21*D915","v":17.733249142010383},19.506574056211424,null,905000,263.58268345764867]
[null,906,1.7943246760928082E-4,1.7733249142010382E-4,8.9716233804640417,8.8647050782697114,9.751175586096684,44.858116902320205,44.323525391348561,48.755877930483422,89.71623380464041,88.647050782697121,97.511755860966844,{"$f":"Input!$F$21*C916","v":17.943246760928083},{"$f":"Input!$F$21*D916","v":17.733249142010383},19.506574056211424,null,906000,263.87393504157973]
[null,907,1.8993234855516577E-4,1.7733249142010382E-4,9.496617427758288,8.8647050782697114,9.751175586096684,47.48308713879144,44.323525391348561,48.755877930483422,94.96617427758288,88.647050782697121,97.511755860966844,{"$f":"Input!$F$21*C917","v":18.993234855516576},{"$f":"Input!$F$21*D917","v":17.733249142010383},19.506574056211424,null,907000,264.16518662551084]
[null,908,1.8993234855516577E-4,1.7733249142010382E-4,9.496617427758288,8.8647050782697114,9.751175586096684,47.48308713879144,44.323525391348561,48.755877930483422,94.96617427758288,88.647050782697121,97.511755860966844,{"$f":"Input!$F$21*C918","v":18.993234855516576},{"$f":"Input!$F$21*D918","v":17.733249142010383},19.506574056211424,null,908000,264.45643820944196]
[null,909,1.955322850596377E-4,1.7733249142010382E-4,9.7766142529818847,8.8647050782697114,9.751175586096684,48.883071264909425,44.323525391348561,48.755877930483422,97.76614252981885,88.647050782697121,97.511755860966844,{"$f":"Input!$F$21*C919","v":19.553228505963769},{"$f":"Input!$F$21*D919","v":17.733249142010383},19.506574056211424,null,909000,264.74768979337307]
[null,910,2.0253220569022769E-4,1.7733249142010382E-4,10.126610284511385,8.8647050782697114,9.751175586096684,50.633051422556925,44.323525391348561,48.755877930483422,101.26610284511385,88.647050782697121,97.511755860966844,{"$f":"Input!$F$21*C920","v":20.253220569022769},{"$f":"Input!$F$21*D920","v":17.733249142010383},19.506574056211424,null,910000,265.03894137730418]
[null,911,2.0673215806858166E-4,1.7733249142010382E-4,10.336607903429083,8.8647050782697114,9.751175586096684,51.683039517145417,44.323525391348561,48.755877930483422,103.36607903429083,88.647050782697121,97.511755860966844,{"$f":"Input!$F$21*C921","v":20.673215806858167},{"$f":"Input!$F$21*D921","v":17.733249142010383},19.506574056211424,null,911000,265.33019296123524]
[null,912,2.1093211044693563E-4,1.7733249142010382E-4,10.546605522346782,8.8647050782697114,9.751175586096684,52.73302761173391,44.323525391348561,48.755877930483422,105.46605522346782,88.647050782697121,97.511755860966844,{"$f":"Input!$F$21*C922","v":21.093211044693565},{"$f":"Input!$F$21*D922","v":17.733249142010383},19.506574056211424,null,912000,265.62144454516636]
[null,913,2.1233209457305362E-4,1.7733249142010382E-4,10.616604728652682,8.8647050782697114,9.751175586096684,53.083023643263409,44.323525391348561,48.755877930483422,106.16604728652682,88.647050782697121,97.511755860966844,{"$f":"Input!$F$21*C923","v":21.233209457305364},{"$f":"Input!$F$21*D923","v":17.733249142010383},19.506574056211424,null,913000,265.91269612909747]
[null,914,2.0673215806858166E-4,1.7733249142010382E-4,10.336607903429083,8.8647050782697114,9.751175586096684,51.683039517145417,44.323525391348561,48.755877930483422,103.36607903429083,88.647050782697121,97.511755860966844,{"$f":"Input!$F$21*C924","v":20.673215806858167},{"$f":"Input!$F$21*D924","v":17.733249142010383},19.506574056211424,null,914000,266.20394771302858]
[null,915,1.997322374379917E-4,1.7733249142010382E-4,9.9866118718995853,8.8647050782697114,9.751175586096684,49.933059359497925,44.323525391348561,48.755877930483422,99.86611871899585,88.647050782697121,97.511755860966844,{"$f":"Input!$F$21*C925","v":19.973223743799171},{"$f":"Input!$F$21*D925","v":17.733249142010383},19.506574056211424,null,915000,266.4951992969597]
[null,916,1.9063234061822475E-4,1.7733249142010382E-4,9.5316170309112369,8.8647050782697114,9.751175586096684,47.65808515455619,44.323525391348561,48.755877930483422,95.31617030911238,88.647050782697121,97.511755860966844,{"$f":"Input!$F$21*C926","v":19.063234061822474},{"$f":"Input!$F$21*D926","v":17.733249142010383},19.506574056211424,null,916000,266.78645088089081]
[null,917,1.8503240411375276E-4,1.7733249142010382E-4,9.2516202056876384,8.8647050782697114,9.751175586096684,46.25810102843819,44.323525391348561,48.755877930483422,92.516202056876381,88.647050782697121,97.511755860966844,{"$f":"Input!$F$21*C927","v":18.503240411375277},{"$f":"Input!$F$21*D927","v":17.733249142010383},19.506574056211424,null,917000,267.07770246482187]
[null,918,1.8713238030292976E-4,1.7733249142010382E-4,9.356619015146487,8.8647050782697114,9.751175586096684,46.78309507573244,44.323525391348561,48.755877930483422,93.56619015146488,88.647050782697121,97.511755860966844,{"$f":"Input!$F$21*C928","v":18.713238030292974},{"$f":"Input!$F$21*D928","v":17.733249142010383},19.506574056211424,null,918000,267.36895404875298]
[null,919,1.8503240411375276E-4,1.7733249142010382E-4,9.2516202056876384,8.8647050782697114,9.751175586096684,46.25810102843819,44.323525391348561,48.755877930483422,92.516202056876381,88.647050782697121,97.511755860966844,{"$f":"Input!$F$21*C929","v":18.503240411375277},{"$f":"Input!$F$21*D929","v":17.733249142010383},19.506574056211424,null,919000,267.6602056326841]
[null,920,1.8573239617681176E-4,1.7733249142010382E-4,9.2866198088405874,8.8647050782697114,9.751175586096684,46.43309904420294,44.323525391348561,48.755877930483422,92.866198088405881,88.647050782697121,97.511755860966844,{"$f":"Input!$F$21*C930","v":18.573239617681175},{"$f":"Input!$F$21*D930","v":17.733249142010383},19.506574056211424,null,920000,267.95145721661521]
[null,921,1.8433241205069377E-4,1.7733249142010382E-4,9.2166206025346895,8.8647050782697114,9.751175586096684,46.08310301267344,44.323525391348561,48.755877930483422,92.166206025346881,88.647050782697121,97.511755860966844,{"$f":"Input!$F$21*C931","v":18.433241205069379},{"$f":"Input!$F$21*D931","v":17.733249142010383},19.506574056211424,null,921000,268.24270880054632]
[null,922,1.8153244379845782E-4,1.7733249142010382E-4,9.0766221899228903,8.8647050782697114,9.751175586096684,45.383110949614455,44.323525391348561,48.755877930483422,90.76622189922891,88.647050782697121,97.511755860966844,{"$f":"Input!$F$21*C932","v":18.153244379845781},{"$f":"Input!$F$21*D932","v":17.733249142010383},19.506574056211424,null,922000,268.53396038447738]
[null,923,1.7873247554622181E-4,1.7733249142010382E-4,8.936623777311091,8.8647050782697114,9.751175586096684,44.683118886555455,44.323525391348561,48.755877930483422,89.36623777311091,88.647050782697121,97.511755860966844,{"$f":"Input!$F$21*C933","v":17.873247554622182},{"$f":"Input!$F$21*D933","v":17.733249142010383},19.506574056211424,null,923000,268.8252119684085]
[null,924,1.7523251523092684E-4,1.7733249142010382E-4,8.7616257615463429,8.8647050782697114,9.751175586096684,43.808128807731713,44.323525391348561,48.755877930483422,87.616257615463425,88.647050782697121,97.511755860966844,{"$f":"Input!$F$21*C934","v":17.523251523092686},{"$f":"Input!$F$21*D934","v":17.733249142010383},19.506574056211424,null,924000,269.11646355233961]
[null,925,1.6823259460033689E-4,1.7733249142010382E-4,8.4116297300168448,8.8647050782697114,9.751175586096684,42.05814865008422,44.323525391348561,48.755877930483422,84.116297300168441,88.647050782697121,97.511755860966844,{"$f":"Input!$F$21*C935","v":16.82325946003369},{"$f":"Input!$F$21*D935","v":17.733249142010383},19.506574056211424,null,925000,269.40771513627072]
[null,926,1.668326104742189E-4,1.7733249142010382E-4,8.3416305237109452,8.8647050782697114,9.751175586096684,41.708152618554728,44.323525391348561,48.755877930483422,83.416305237109455,88.647050782697121,97.511755860966844,{"$f":"Input!$F$21*C936","v":16.68326104742189},{"$f":"Input!$F$21*D936","v":17.733249142010383},19.506574056211424,null,926000,269.69896672020184]
[null,927,1.647326342850419E-4,1.7733249142010382E-4,8.2366317142520948,8.8647050782697114,9.751175586096684,41.183158571260471,44.323525391348561,48.755877930483422,82.366317142520941,88.647050782697121,97.511755860966844,{"$f":"Input!$F$21*C937","v":16.47326342850419},{"$f":"Input!$F$21*D937","v":17.733249142010383},19.506574056211424,null,927000,269.9902183041329]
[null,928,1.6193266603280591E-4,1.7733249142010382E-4,8.0966333016402956,8.8647050782697114,9.751175586096684,40.483166508201478,44.323525391348561,48.755877930483422,80.966333016402956,88.647050782697121,97.511755860966844,{"$f":"Input!$F$21*C938","v":16.193266603280591},{"$f":"Input!$F$21*D938","v":17.733249142010383},19.506574056211424,null,928000,270.28146988806401]
[null,929,1.6543262634810091E-4,1.7733249142010382E-4,8.2716313174050455,8.8647050782697114,9.751175586096684,41.358156587025228,44.323525391348561,48.755877930483422,82.716313174050455,88.647050782697121,97.511755860966844,{"$f":"Input!$F$21*C939","v":16.543262634810091},{"$f":"Input!$F$21*D939","v":17.733249142010383},19.506574056211424,null,929000,270.57272147199512]
[null,930,1.7943246760928082E-4,1.7733249142010382E-4,8.9716233804640417,8.8647050782697114,9.751175586096684,44.858116902320205,44.323525391348561,48.755877930483422,89.71623380464041,88.647050782697121,97.511755860966844,{"$f":"Input!$F$21*C940","v":17.943246760928083},{"$f":"Input!$F$21*D940","v":17.733249142010383},19.506574056211424,null,930000,270.86397305592624]
[null,931,1.9343230887046076E-4,1.7733249142010382E-4,9.6716154435230379,8.8647050782697114,9.751175586096684,48.35807721761519,44.323525391348561,48.755877930483422,96.716154435230379,88.647050782697121,97.511755860966844,{"$f":"Input!$F$21*C941","v":19.343230887046076},{"$f":"Input!$F$21*D941","v":17.733249142010383},19.506574056211424,null,931000,271.15522463985735]
[null,932,1.997322374379917E-4,1.7733249142010382E-4,9.9866118718995853,8.8647050782697114,9.751175586096684,49.933059359497925,44.323525391348561,48.755877930483422,99.86611871899585,88.647050782697121,97.511755860966844,{"$f":"Input!$F$21*C942","v":19.973223743799171},{"$f":"Input!$F$21*D942","v":17.733249142010383},19.506574056211424,null,932000,271.44647622378847]
[null,933,2.1023211838387662E-4,1.7733249142010382E-4,10.511605919193832,8.8647050782697114,9.751175586096684,52.558029595969153,44.323525391348561,48.755877930483422,105.11605919193831,88.647050782697121,97.511755860966844,{"$f":"Input!$F$21*C943","v":21.023211838387663},{"$f":"Input!$F$21*D943","v":17.733249142010383},19.506574056211424,null,933000,271.73772780771952]
[null,934,2.1163210250999462E-4,1.7663249935704484E-4,10.581605125499731,8.8297130520118312,9.7126843572130159,52.908025627498652,44.148565260059158,48.563421786065078,105.8160512549973,88.297130520118316,97.126843572130156,{"$f":"Input!$F$21*C944","v":21.163210250999462},{"$f":"Input!$F$21*D944","v":17.663249935704485},19.429574929274935,null,934000,272.02897939165064]
[null,935,2.1023211838387662E-4,1.7663249935704484E-4,10.511605919193832,8.8297130520118312,9.7126843572130159,52.558029595969153,44.148565260059158,48.563421786065078,105.11605919193831,88.297130520118316,97.126843572130156,{"$f":"Input!$F$21*C945","v":21.023211838387663},{"$f":"Input!$F$21*D945","v":17.663249935704485},19.429574929274935,null,935000,272.32023097558175]
[null,936,2.1023211838387662E-4,1.7663249935704484E-4,10.511605919193832,8.8297130520118312,9.7126843572130159,52.558029595969153,44.148565260059158,48.563421786065078,105.11605919193831,88.297130520118316,97.126843572130156,{"$f":"Input!$F$21*C946","v":21.023211838387663},{"$f":"Input!$F$21*D946","v":17.663249935704485},19.429574929274935,null,936000,272.61148255951287]
[null,937,2.1793203107752562E-4,1.7663249935704484E-4,10.89660155387628,8.8297130520118312,9.7126843572130159,54.483007769381402,44.148565260059158,48.563421786065078,108.9660155387628,88.297130520118316,97.126843572130156,{"$f":"Input!$F$21*C947","v":21.793203107752561},{"$f":"Input!$F$21*D947","v":17.663249935704485},19.429574929274935,null,937000,272.90273414344398]
[null,938,2.1723203901446661E-4,1.7663249935704484E-4,10.86160195072333,8.8297130520118312,9.7126843572130159,54.308009753616652,44.148565260059158,48.563421786065078,108.6160195072333,88.297130520118316,97.126843572130156,{"$f":"Input!$F$21*C948","v":21.723203901446659},{"$f":"Input!$F$21*D948","v":17.663249935704485},19.429574929274935,null,938000,273.19398572737504]
[null,939,2.1583205488834862E-4,1.7663249935704484E-4,10.79160274441743,8.8297130520118312,9.7126843572130159,53.958013722087152,44.148565260059158,48.563421786065078,107.9160274441743,88.297130520118316,97.126843572130156,{"$f":"Input!$F$21*C949","v":21.58320548883486},{"$f":"Input!$F$21*D949","v":17.663249935704485},19.429574929274935,null,939000,273.48523731130615]
[null,940,2.1723203901446661E-4,1.7663249935704484E-4,10.86160195072333,8.8297130520118312,9.7126843572130159,54.308009753616652,44.148565260059158,48.563421786065078,108.6160195072333,88.297130520118316,97.126843572130156,{"$f":"Input!$F$21*C950","v":21.723203901446659},{"$f":"Input!$F$21*D950","v":17.663249935704485},19.429574929274935,null,940000,273.77648889523726]
[null,941,2.186320231405846E-4,1.7663249935704484E-4,10.931601157029229,8.8297130520118312,9.7126843572130159,54.658005785146152,44.148565260059158,48.563421786065078,109.3160115702923,88.297130520118316,97.126843572130156,{"$f":"Input!$F$21*C951","v":21.863202314058459},{"$f":"Input!$F$21*D951","v":17.663249935704485},19.429574929274935,null,941000,274.06774047916838]
[null,942,2.1513206282528961E-4,1.7663249935704484E-4,10.756603141264481,8.8297130520118312,9.7126843572130159,53.783015706322402,44.148565260059158,48.563421786065078,107.5660314126448,88.297130520118316,97.126843572130156,{"$f":"Input!$F$21*C952","v":21.513206282528962},{"$f":"Input!$F$21*D952","v":17.663249935704485},19.429574929274935,null,942000,274.35899206309949]
[null,943,2.1023211838387662E-4,1.7663249935704484E-4,10.511605919193832,8.8297130520118312,9.7126843572130159,52.558029595969153,44.148565260059158,48.563421786065078,105.11605919193831,88.297130520118316,97.126843572130156,{"$f":"Input!$F$21*C953","v":21.023211838387663},{"$f":"Input!$F$21*D953","v":17.663249935704485},19.429574929274935,null,943000,274.65024364703055]
[null,944,2.1793203107752562E-4,1.7663249935704484E-4,10.89660155387628,8.8297130520118312,9.7126843572130159,54.483007769381402,44.148565260059158,48.563421786065078,108.9660155387628,88.297130520118316,97.126843572130156,{"$f":"Input!$F$21*C954","v":21.793203107752561},{"$f":"Input!$F$21*D954","v":17.663249935704485},19.429574929274935,null,944000,274.94149523096166]
[null,945,2.2773191996035156E-4,1.7663249935704484E-4,11.386595998017578,8.8297130520118312,9.7126843572130159,56.932979990087887,44.148565260059158,48.563421786065078,113.86595998017577,88.297130520118316,97.126843572130156,{"$f":"Input!$F$21*C955","v":22.773191996035155},{"$f":"Input!$F$21*D955","v":17.663249935704485},19.429574929274935,null,945000,275.23274681489278]
[null,946,2.0393218981634568E-4,1.7663249935704484E-4,10.196609490817284,8.8297130520118312,9.7126843572130159,50.983047454086417,44.148565260059158,48.563421786065078,101.96609490817283,88.297130520118316,97.126843572130156,{"$f":"Input!$F$21*C956","v":20.393218981634568},{"$f":"Input!$F$21*D956","v":17.663249935704485},19.429574929274935,null,946000,275.52399839882389]
[null,947,1.8083245173539881E-4,1.7663249935704484E-4,9.0416225867699396,8.8297130520118312,9.7126843572130159,45.208112933849705,44.148565260059158,48.563421786065078,90.41622586769941,88.297130520118316,97.126843572130156,{"$f":"Input!$F$21*C957","v":18.083245173539879},{"$f":"Input!$F$21*D957","v":17.663249935704485},19.429574929274935,null,947000,275.81524998275501]
[null,948,1.6403264222198289E-4,1.7663249935704484E-4,8.2016321110991441,8.8297130520118312,9.7126843572130159,41.008160555495721,44.148565260059158,48.563421786065078,82.016321110991441,88.297130520118316,97.126843572130156,{"$f":"Input!$F$21*C958","v":16.403264222198288},{"$f":"Input!$F$21*D958","v":17.663249935704485},19.429574929274935,null,948000,276.10650156668612]
[null,949,1.5143278508692097E-4,1.7663249935704484E-4,7.5716392543460485,8.8297130520118312,9.7126843572130159,37.858196271730243,44.148565260059158,48.563421786065078,75.716392543460486,88.297130520118316,97.126843572130156,{"$f":"Input!$F$21*C959","v":15.143278508692097},{"$f":"Input!$F$21*D959","v":17.663249935704485},19.429574929274935,null,949000,276.39775315061718]
[null,950,1.4723283270856699E-4,1.7663249935704484E-4,7.3616416354283496,8.8297130520118312,9.7126843572130159,36.808208177141751,44.148565260059158,48.563421786065078,73.616416354283501,88.297130520118316,97.126843572130156,{"$f":"Input!$F$21*C960","v":14.723283270856699},{"$f":"Input!$F$21*D960","v":17.663249935704485},19.429574929274935,null,950000,276.68900473454829]
[null,951,1.4723283270856699E-4,1.7663249935704484E-4,7.3616416354283496,8.8297130520118312,9.7126843572130159,36.808208177141751,44.148565260059158,48.563421786065078,73.616416354283501,88.297130520118316,97.126843572130156,{"$f":"Input!$F$21*C961","v":14.723283270856699},{"$f":"Input!$F$21*D961","v":17.663249935704485},19.429574929274935,null,951000,276.98025631847941]
[null,952,1.4793282477162597E-4,1.7663249935704484E-4,7.3966412385812985,8.8297130520118312,9.7126843572130159,36.983206192906493,44.148565260059158,48.563421786065078,73.966412385812987,88.297130520118316,97.126843572130156,{"$f":"Input!$F$21*C962","v":14.793282477162597},{"$f":"Input!$F$21*D962","v":17.663249935704485},19.429574929274935,null,952000,277.27150790241052]
[null,953,1.5283276921303896E-4,1.7663249935704484E-4,7.6416384606519481,8.8297130520118312,9.7126843572130159,38.208192303259736,44.148565260059158,48.563421786065078,76.416384606519472,88.297130520118316,97.126843572130156,{"$f":"Input!$F$21*C963","v":15.283276921303896},{"$f":"Input!$F$21*D963","v":17.663249935704485},19.429574929274935,null,953000,277.56275948634163]
[null,954,1.5703272159139296E-4,1.7663249935704484E-4,7.8516360795696478,8.8297130520118312,9.7126843572130159,39.258180397848243,44.148565260059158,48.563421786065078,78.516360795696485,88.297130520118316,97.126843572130156,{"$f":"Input!$F$21*C964","v":15.703272159139296},{"$f":"Input!$F$21*D964","v":17.663249935704485},19.429574929274935,null,954000,277.85401107027269]
[null,955,1.6543262634810091E-4,1.7663249935704484E-4,8.2716313174050455,8.8297130520118312,9.7126843572130159,41.358156587025228,44.148565260059158,48.563421786065078,82.716313174050455,88.297130520118316,97.126843572130156,{"$f":"Input!$F$21*C965","v":16.543262634810091},{"$f":"Input!$F$21*D965","v":17.663249935704485},19.429574929274935,null,955000,278.1452626542038]
[null,956,1.668326104742189E-4,1.7663249935704484E-4,8.3416305237109452,8.8297130520118312,9.7126843572130159,41.708152618554728,44.148565260059158,48.563421786065078,83.416305237109455,88.297130520118316,97.126843572130156,{"$f":"Input!$F$21*C966","v":16.68326104742189},{"$f":"Input!$F$21*D966","v":17.663249935704485},19.429574929274935,null,956000,278.43651423813492]
[null,957,1.7173255491563185E-4,1.7663249935704484E-4,8.5866277457815929,8.8297130520118312,9.7126843572130159,42.933138728907963,44.148565260059158,48.563421786065078,85.866277457815926,88.297130520118316,97.126843572130156,{"$f":"Input!$F$21*C967","v":17.173255491563186},{"$f":"Input!$F$21*D967","v":17.663249935704485},19.429574929274935,null,957000,278.72776582206603]
[null,958,1.7243254697869089E-4,1.7663249935704484E-4,8.6216273489345436,8.8297130520118312,9.7126843572130159,43.10813674467272,44.148565260059158,48.563421786065078,86.21627348934544,88.297130520118316,97.126843572130156,{"$f":"Input!$F$21*C968","v":17.243254697869087},{"$f":"Input!$F$21*D968","v":17.663249935704485},19.429574929274935,null,958000,279.01901740599715]
[null,959,1.7313253904174984E-4,1.7663249935704484E-4,8.6566269520874926,8.8297130520118312,9.7126843572130159,43.283134760437463,44.148565260059158,48.563421786065078,86.566269520874926,88.297130520118316,97.126843572130156,{"$f":"Input!$F$21*C969","v":17.313253904174985},{"$f":"Input!$F$21*D969","v":17.663249935704485},19.429574929274935,null,959000,279.3102689899282]
[null,960,1.7593250729398583E-4,1.7663249935704484E-4,8.7966253646992918,8.8297130520118312,9.7126843572130159,43.983126823496455,44.148565260059158,48.563421786065078,87.966253646992911,88.297130520118316,97.126843572130156,{"$f":"Input!$F$21*C970","v":17.593250729398584},{"$f":"Input!$F$21*D970","v":17.663249935704485},19.429574929274935,null,960000,279.60152057385932]
[null,961,1.7663249935704484E-4,1.7663249935704484E-4,{"$f":"$E$9*C971","v":8.8316249678522425},8.8297130520118312,{"$f":"F971*1.1","v":9.7126843572130159},{"$f":"$H$9*C971","v":44.158124839261205},44.148565260059158,{"$f":"I971*1.1","v":48.563421786065078},{"$f":"$K$9*C971","v":88.316249678522411},88.297130520118316,{"$f":"L971*1.1","v":97.126843572130156},{"$f":"Input!$F$21*C971","v":17.663249935704485},{"$f":"Input!$F$21*D971","v":17.663249935704485},19.429574929274935,null,961000,{"$f":"$V$15*R971+$V$16","v":279.89277215779043}]
[null,962,1.7523251523092684E-4,1.7663249935704484E-4,8.7616257615463429,8.8297130520118312,9.7126843572130159,43.808128807731713,44.148565260059158,48.563421786065078,87.616257615463425,88.297130520118316,97.126843572130156,{"$f":"Input!$F$21*C972","v":17.523251523092686},{"$f":"Input!$F$21*D972","v":17.663249935704485},{"$f":"O972*1.1","v":19.429574929274935},null,962000,280.18402374172155]
[null,963,1.7243254697869089E-4,1.7663249935704484E-4,8.6216273489345436,8.8297130520118312,9.7126843572130159,43.10813674467272,44.148565260059158,48.563421786065078,86.21627348934544,88.297130520118316,97.126843572130156,{"$f":"Input!$F$21*C973","v":17.243254697869087},{"$f":"Input!$F$21*D973","v":17.663249935704485},19.429574929274935,null,963000,280.47527532565266]
[null,964,1.7033257078951389E-4,1.7663249935704484E-4,8.5166285394756951,8.8297130520118312,9.7126843572130159,42.58314269737847,44.148565260059158,48.563421786065078,85.16628539475694,88.297130520118316,97.126843572130156,{"$f":"Input!$F$21*C974","v":17.03325707895139},{"$f":"Input!$F$21*D974","v":17.663249935704485},19.429574929274935,null,964000,280.76652690958377]
[null,965,1.7103256285257284E-4,1.7593250729398583E-4,8.5516281426286422,8.794721025753951,9.6741931283293461,42.758140713143213,43.973605128769762,48.370965641646741,85.516281426286426,87.947210257539524,96.741931283293482,{"$f":"Input!$F$21*C975","v":17.103256285257284},{"$f":"Input!$F$21*D975","v":17.593250729398584},19.352575802338443,null,965000,281.05777849351483]
[null,966,1.6543262634810091E-4,1.7593250729398583E-4,8.2716313174050455,8.794721025753951,9.6741931283293461,41.358156587025228,43.973605128769762,48.370965641646741,82.716313174050455,87.947210257539524,96.741931283293482,{"$f":"Input!$F$21*C976","v":16.543262634810091},{"$f":"Input!$F$21*D976","v":17.593250729398584},19.352575802338443,null,966000,281.34903007744595]
[null,967,1.6403264222198289E-4,1.7593250729398583E-4,8.2016321110991441,8.794721025753951,9.6741931283293461,41.008160555495721,43.973605128769762,48.370965641646741,82.016321110991441,87.947210257539524,96.741931283293482,{"$f":"Input!$F$21*C977","v":16.403264222198288},{"$f":"Input!$F$21*D977","v":17.593250729398584},19.352575802338443,null,967000,281.64028166137706]
[null,968,1.6403264222198289E-4,1.7593250729398583E-4,8.2016321110991441,8.794721025753951,9.6741931283293461,41.008160555495721,43.973605128769762,48.370965641646741,82.016321110991441,87.947210257539524,96.741931283293482,{"$f":"Input!$F$21*C978","v":16.403264222198288},{"$f":"Input!$F$21*D978","v":17.593250729398584},19.352575802338443,null,968000,281.93153324530817]
[null,969,1.6823259460033689E-4,1.7593250729398583E-4,8.4116297300168448,8.794721025753951,9.6741931283293461,42.05814865008422,43.973605128769762,48.370965641646741,84.116297300168441,87.947210257539524,96.741931283293482,{"$f":"Input!$F$21*C979","v":16.82325946003369},{"$f":"Input!$F$21*D979","v":17.593250729398584},19.352575802338443,null,969000,282.22278482923929]
[null,970,1.7033257078951389E-4,1.7593250729398583E-4,8.5166285394756951,8.794721025753951,9.6741931283293461,42.58314269737847,43.973605128769762,48.370965641646741,85.16628539475694,87.947210257539524,96.741931283293482,{"$f":"Input!$F$21*C980","v":17.03325707895139},{"$f":"Input!$F$21*D980","v":17.593250729398584},19.352575802338443,null,970000,282.51403641317034]
[null,971,1.6823259460033689E-4,1.7593250729398583E-4,8.4116297300168448,8.794721025753951,9.6741931283293461,42.05814865008422,43.973605128769762,48.370965641646741,84.116297300168441,87.947210257539524,96.741931283293482,{"$f":"Input!$F$21*C981","v":16.82325946003369},{"$f":"Input!$F$21*D981","v":17.593250729398584},19.352575802338443,null,971000,282.80528799710146]
[null,972,1.647326342850419E-4,1.7593250729398583E-4,8.2366317142520948,8.794721025753951,9.6741931283293461,41.183158571260471,43.973605128769762,48.370965641646741,82.366317142520941,87.947210257539524,96.741931283293482,{"$f":"Input!$F$21*C982","v":16.47326342850419},{"$f":"Input!$F$21*D982","v":17.593250729398584},19.352575802338443,null,972000,283.09653958103257]
[null,973,1.6333265015892391E-4,1.7593250729398583E-4,8.1666325079461952,8.794721025753951,9.6741931283293461,40.833162539730978,43.973605128769762,48.370965641646741,81.666325079461956,87.947210257539524,96.741931283293482,{"$f":"Input!$F$21*C983","v":16.33326501589239},{"$f":"Input!$F$21*D983","v":17.593250729398584},19.352575802338443,null,973000,283.38779116496369]
[null,974,1.6193266603280591E-4,1.7593250729398583E-4,8.0966333016402956,8.794721025753951,9.6741931283293461,40.483166508201478,43.973605128769762,48.370965641646741,80.966333016402956,87.947210257539524,96.741931283293482,{"$f":"Input!$F$21*C984","v":16.193266603280591},{"$f":"Input!$F$21*D984","v":17.593250729398584},19.352575802338443,null,974000,283.6790427488948]
[null,975,1.6193266603280591E-4,1.7593250729398583E-4,8.0966333016402956,8.794721025753951,9.6741931283293461,40.483166508201478,43.973605128769762,48.370965641646741,80.966333016402956,87.947210257539524,96.741931283293482,{"$f":"Input!$F$21*C985","v":16.193266603280591},{"$f":"Input!$F$21*D985","v":17.593250729398584},19.352575802338443,null,975000,283.97029433282586]
[null,976,1.612326739697469E-4,1.7593250729398583E-4,8.0616336984873449,8.794721025753951,9.6741931283293461,40.308168492436728,43.973605128769762,48.370965641646741,80.616336984873456,87.947210257539524,96.741931283293482,{"$f":"Input!$F$21*C986","v":16.12326739697469},{"$f":"Input!$F$21*D986","v":17.593250729398584},19.352575802338443,null,976000,284.26154591675697]
[null,977,1.612326739697469E-4,1.7593250729398583E-4,8.0616336984873449,8.794721025753951,9.6741931283293461,40.308168492436728,43.973605128769762,48.370965641646741,80.616336984873456,87.947210257539524,96.741931283293482,{"$f":"Input!$F$21*C987","v":16.12326739697469},{"$f":"Input!$F$21*D987","v":17.593250729398584},19.352575802338443,null,977000,284.55279750068809]
[null,978,1.626326580958649E-4,1.7593250729398583E-4,8.1316329047932445,8.794721025753951,9.6741931283293461,40.658164523966221,43.973605128769762,48.370965641646741,81.316329047932442,87.947210257539524,96.741931283293482,{"$f":"Input!$F$21*C988","v":16.263265809586489},{"$f":"Input!$F$21*D988","v":17.593250729398584},19.352575802338443,null,978000,284.8440490846192]
[null,979,1.626326580958649E-4,1.7593250729398583E-4,8.1316329047932445,8.794721025753951,9.6741931283293461,40.658164523966221,43.973605128769762,48.370965641646741,81.316329047932442,87.947210257539524,96.741931283293482,{"$f":"Input!$F$21*C989","v":16.263265809586489},{"$f":"Input!$F$21*D989","v":17.593250729398584},19.352575802338443,null,979000,285.13530066855031]
[null,980,1.626326580958649E-4,1.7593250729398583E-4,8.1316329047932445,8.794721025753951,9.6741931283293461,40.658164523966221,43.973605128769762,48.370965641646741,81.316329047932442,87.947210257539524,96.741931283293482,{"$f":"Input!$F$21*C990","v":16.263265809586489},{"$f":"Input!$F$21*D990","v":17.593250729398584},19.352575802338443,null,980000,285.42655225248143]
[null,981,1.626326580958649E-4,1.7593250729398583E-4,8.1316329047932445,8.794721025753951,9.6741931283293461,40.658164523966221,43.973605128769762,48.370965641646741,81.316329047932442,87.947210257539524,96.741931283293482,{"$f":"Input!$F$21*C991","v":16.263265809586489},{"$f":"Input!$F$21*D991","v":17.593250729398584},19.352575802338443,null,981000,285.71780383641249]
[null,982,1.6193266603280591E-4,1.7593250729398583E-4,8.0966333016402956,8.794721025753951,9.6741931283293461,40.483166508201478,43.973605128769762,48.370965641646741,80.966333016402956,87.947210257539524,96.741931283293482,{"$f":"Input!$F$21*C992","v":16.193266603280591},{"$f":"Input!$F$21*D992","v":17.593250729398584},19.352575802338443,null,982000,286.0090554203436]
[null,983,1.6193266603280591E-4,1.7593250729398583E-4,8.0966333016402956,8.794721025753951,9.6741931283293461,40.483166508201478,43.973605128769762,48.370965641646741,80.966333016402956,87.947210257539524,96.741931283293482,{"$f":"Input!$F$21*C993","v":16.193266603280591},{"$f":"Input!$F$21*D993","v":17.593250729398584},19.352575802338443,null,983000,286.30030700427471]
[null,984,1.6193266603280591E-4,1.7593250729398583E-4,8.0966333016402956,8.794721025753951,9.6741931283293461,40.483166508201478,43.973605128769762,48.370965641646741,80.966333016402956,87.947210257539524,96.741931283293482,{"$f":"Input!$F$21*C994","v":16.193266603280591},{"$f":"Input!$F$21*D994","v":17.593250729398584},19.352575802338443,null,984000,286.59155858820583]
[null,985,1.6193266603280591E-4,1.7593250729398583E-4,8.0966333016402956,8.794721025753951,9.6741931283293461,40.483166508201478,43.973605128769762,48.370965641646741,80.966333016402956,87.947210257539524,96.741931283293482,{"$f":"Input!$F$21*C995","v":16.193266603280591},{"$f":"Input!$F$21*D995","v":17.593250729398584},19.352575802338443,null,985000,286.88281017213694]
[null,986,1.6193266603280591E-4,1.7593250729398583E-4,8.0966333016402956,8.794721025753951,9.6741931283293461,40.483166508201478,43.973605128769762,48.370965641646741,80.966333016402956,87.947210257539524,96.741931283293482,{"$f":"Input!$F$21*C996","v":16.193266603280591},{"$f":"Input!$F$21*D996","v":17.593250729398584},19.352575802338443,null,986000,287.174061756068]
[null,987,1.626326580958649E-4,1.7593250729398583E-4,8.1316329047932445,8.794721025753951,9.6741931283293461,40.658164523966221,43.973605128769762,48.370965641646741,81.316329047932442,87.947210257539524,96.741931283293482,{"$f":"Input!$F$21*C997","v":16.263265809586489},{"$f":"Input!$F$21*D997","v":17.593250729398584},19.352575802338443,null,987000,287.46531333999911]
[null,988,1.6333265015892391E-4,1.7593250729398583E-4,8.1666325079461952,8.794721025753951,9.6741931283293461,40.833162539730978,43.973605128769762,48.370965641646741,81.666325079461956,87.947210257539524,96.741931283293482,{"$f":"Input!$F$21*C998","v":16.33326501589239},{"$f":"Input!$F$21*D998","v":17.593250729398584},19.352575802338443,null,988000,287.75656492393023]
[null,989,1.6403264222198289E-4,1.7523251523092684E-4,8.2016321110991441,8.7597289994960708,9.635701899445678,41.008160555495721,43.798644997480359,48.178509497228397,82.016321110991441,87.597289994960718,96.357018994456794,{"$f":"Input!$F$21*C999","v":16.403264222198288},{"$f":"Input!$F$21*D999","v":17.523251523092686},19.275576675401958,null,989000,288.04781650786134]
[null,990,1.647326342850419E-4,1.7523251523092684E-4,8.2366317142520948,8.7597289994960708,9.635701899445678,41.183158571260471,43.798644997480359,48.178509497228397,82.366317142520941,87.597289994960718,96.357018994456794,{"$f":"Input!$F$21*C1000","v":16.47326342850419},{"$f":"Input!$F$21*D1000","v":17.523251523092686},19.275576675401958,null,990000,288.33906809179246]
[null,991,1.647326342850419E-4,1.7523251523092684E-4,8.2366317142520948,8.7597289994960708,9.635701899445678,41.183158571260471,43.798644997480359,48.178509497228397,82.366317142520941,87.597289994960718,96.357018994456794,{"$f":"Input!$F$21*C1001","v":16.47326342850419},{"$f":"Input!$F$21*D1001","v":17.523251523092686},19.275576675401958,null,991000,288.63031967572357]
[null,992,1.647326342850419E-4,1.7523251523092684E-4,8.2366317142520948,8.7597289994960708,9.635701899445678,41.183158571260471,43.798644997480359,48.178509497228397,82.366317142520941,87.597289994960718,96.357018994456794,{"$f":"Input!$F$21*C1002","v":16.47326342850419},{"$f":"Input!$F$21*D1002","v":17.523251523092686},19.275576675401958,null,992000,288.92157125965463]
[null,993,1.647326342850419E-4,1.7523251523092684E-4,8.2366317142520948,8.7597289994960708,9.635701899445678,41.183158571260471,43.798644997480359,48.178509497228397,82.366317142520941,87.597289994960718,96.357018994456794,{"$f":"Input!$F$21*C1003","v":16.47326342850419},{"$f":"Input!$F$21*D1003","v":17.523251523092686},19.275576675401958,null,993000,289.21282284358574]
[null,994,1.6403264222198289E-4,1.7523251523092684E-4,8.2016321110991441,8.7597289994960708,9.635701899445678,41.008160555495721,43.798644997480359,48.178509497228397,82.016321110991441,87.597289994960718,96.357018994456794,{"$f":"Input!$F$21*C1004","v":16.403264222198288},{"$f":"Input!$F$21*D1004","v":17.523251523092686},19.275576675401958,null,994000,289.50407442751685]
[null,995,1.6193266603280591E-4,1.7523251523092684E-4,8.0966333016402956,8.7597289994960708,9.635701899445678,40.483166508201478,43.798644997480359,48.178509497228397,80.966333016402956,87.597289994960718,96.357018994456794,{"$f":"Input!$F$21*C1005","v":16.193266603280591},{"$f":"Input!$F$21*D1005","v":17.523251523092686},19.275576675401958,null,995000,289.79532601144797]
[null,996,1.5983268984362891E-4,1.7523251523092684E-4,7.9916344921814453,8.7597289994960708,9.635701899445678,39.958172460907228,43.798644997480359,48.178509497228397,79.916344921814456,87.597289994960718,96.357018994456794,{"$f":"Input!$F$21*C1006","v":15.983268984362891},{"$f":"Input!$F$21*D1006","v":17.523251523092686},19.275576675401958,null,996000,290.08657759537908]
[null,997,1.5703272159139296E-4,1.7523251523092684E-4,7.8516360795696478,8.7597289994960708,9.635701899445678,39.258180397848243,43.798644997480359,48.178509497228397,78.516360795696485,87.597289994960718,96.357018994456794,{"$f":"Input!$F$21*C1007","v":15.703272159139296},{"$f":"Input!$F$21*D1007","v":17.523251523092686},19.275576675401958,null,997000,290.37782917931014]
[null,998,1.5843270571751092E-4,1.7523251523092684E-4,7.9216352858755466,8.7597289994960708,9.635701899445678,39.608176429377728,43.798644997480359,48.178509497228397,79.216352858755457,87.597289994960718,96.357018994456794,{"$f":"Input!$F$21*C1008","v":15.843270571751093},{"$f":"Input!$F$21*D1008","v":17.523251523092686},19.275576675401958,null,998000,290.66908076324125]
[null,999,1.5983268984362891E-4,1.7523251523092684E-4,7.9916344921814453,8.7597289994960708,9.635701899445678,39.958172460907228,43.798644997480359,48.178509497228397,79.916344921814456,87.597289994960718,96.357018994456794,{"$f":"Input!$F$21*C1009","v":15.983268984362891},{"$f":"Input!$F$21*D1009","v":17.523251523092686},19.275576675401958,null,999000,290.96033234717237]
[null,1000,1.5983268984362891E-4,1.7523251523092684E-4,7.9916344921814453,8.7597289994960708,9.635701899445678,39.958172460907228,43.798644997480359,48.178509497228397,79.916344921814456,87.597289994960718,96.357018994456794,{"$f":"Input!$F$21*C1010","v":15.983268984362891},{"$f":"Input!$F$21*D1010","v":17.523251523092686},19.275576675401958,null,1000000,291.25158393110348]
[null,1001,1.605326819066879E-4,1.7523251523092684E-4,8.0266340953343942,8.7597289994960708,9.635701899445678,40.133170476671971,43.798644997480359,48.178509497228397,80.266340953343942,87.597289994960718,96.357018994456794,{"$f":"Input!$F$21*C1011","v":16.053268190668788},{"$f":"Input!$F$21*D1011","v":17.523251523092686},19.275576675401958]
[null,1002,1.626326580958649E-4,1.7523251523092684E-4,8.1316329047932445,8.7597289994960708,9.635701899445678,40.658164523966221,43.798644997480359,48.178509497228397,81.316329047932442,87.597289994960718,96.357018994456794,{"$f":"Input!$F$21*C1012","v":16.263265809586489},{"$f":"Input!$F$21*D1012","v":17.523251523092686},19.275576675401958]
[null,1003,1.6333265015892391E-4,1.7523251523092684E-4,8.1666325079461952,8.7597289994960708,9.635701899445678,40.833162539730978,43.798644997480359,48.178509497228397,81.666325079461956,87.597289994960718,96.357018994456794,{"$f":"Input!$F$21*C1013","v":16.33326501589239},{"$f":"Input!$F$21*D1013","v":17.523251523092686},19.275576675401958]
[null,1004,1.647326342850419E-4,1.7523251523092684E-4,8.2366317142520948,8.7597289994960708,9.635701899445678,41.183158571260471,43.798644997480359,48.178509497228397,82.366317142520941,87.597289994960718,96.357018994456794,{"$f":"Input!$F$21*C1014","v":16.47326342850419},{"$f":"Input!$F$21*D1014","v":17.523251523092686},19.275576675401958]
[null,1005,1.6543262634810091E-4,1.7523251523092684E-4,8.2716313174050455,8.7597289994960708,9.635701899445678,41.358156587025228,43.798644997480359,48.178509497228397,82.716313174050455,87.597289994960718,96.357018994456794,{"$f":"Input!$F$21*C1015","v":16.543262634810091},{"$f":"Input!$F$21*D1015","v":17.523251523092686},19.275576675401958]
[null,1006,1.668326104742189E-4,1.7523251523092684E-4,8.3416305237109452,8.7597289994960708,9.635701899445678,41.708152618554728,43.798644997480359,48.178509497228397,83.416305237109455,87.597289994960718,96.357018994456794,{"$f":"Input!$F$21*C1016","v":16.68326104742189},{"$f":"Input!$F$21*D1016","v":17.523251523092686},19.275576675401958]
[null,1007,1.689325866633959E-4,1.7523251523092684E-4,8.4466293331697955,8.7597289994960708,9.635701899445678,42.233146665848977,43.798644997480359,48.178509497228397,84.466293331697955,87.597289994960718,96.357018994456794,{"$f":"Input!$F$21*C1017","v":16.893258666339591},{"$f":"Input!$F$21*D1017","v":17.523251523092686},19.275576675401958]
[null,1008,1.6963257872645488E-4,1.7523251523092684E-4,8.4816289363227444,8.7597289994960708,9.635701899445678,42.40814468161372,43.798644997480359,48.178509497228397,84.81628936322744,87.597289994960718,96.357018994456794,{"$f":"Input!$F$21*C1018","v":16.963257872645489},{"$f":"Input!$F$21*D1018","v":17.523251523092686},19.275576675401958]
[null,1009,1.7033257078951389E-4,1.7523251523092684E-4,8.5166285394756951,8.7597289994960708,9.635701899445678,42.58314269737847,43.798644997480359,48.178509497228397,85.16628539475694,87.597289994960718,96.357018994456794,{"$f":"Input!$F$21*C1019","v":17.03325707895139},{"$f":"Input!$F$21*D1019","v":17.523251523092686},19.275576675401958]
[null,1010,1.7173255491563185E-4,1.7523251523092684E-4,8.5866277457815929,8.7597289994960708,9.635701899445678,42.933138728907963,43.798644997480359,48.178509497228397,85.866277457815926,87.597289994960718,96.357018994456794,{"$f":"Input!$F$21*C1020","v":17.173255491563186},{"$f":"Input!$F$21*D1020","v":17.523251523092686},19.275576675401958]
[null,1011,1.7243254697869089E-4,1.7523251523092684E-4,8.6216273489345436,8.7597289994960708,9.635701899445678,43.10813674467272,43.798644997480359,48.178509497228397,86.21627348934544,87.597289994960718,96.357018994456794,{"$f":"Input!$F$21*C1021","v":17.243254697869087},{"$f":"Input!$F$21*D1021","v":17.523251523092686},19.275576675401958]
[null,1012,1.7243254697869089E-4,1.7523251523092684E-4,8.6216273489345436,8.7597289994960708,9.635701899445678,43.10813674467272,43.798644997480359,48.178509497228397,86.21627348934544,87.597289994960718,96.357018994456794,{"$f":"Input!$F$21*C1022","v":17.243254697869087},{"$f":"Input!$F$21*D1022","v":17.523251523092686},19.275576675401958]
[null,1013,1.7313253904174984E-4,1.7523251523092684E-4,8.6566269520874926,8.7597289994960708,9.635701899445678,43.283134760437463,43.798644997480359,48.178509497228397,86.566269520874926,87.597289994960718,96.357018994456794,{"$f":"Input!$F$21*C1023","v":17.313253904174985},{"$f":"Input!$F$21*D1023","v":17.523251523092686},19.275576675401958]
[null,1014,1.7313253904174984E-4,1.7453252316786783E-4,8.6566269520874926,8.7247369732381905,9.5972106705620099,43.283134760437463,43.623684866190949,47.986053352810046,86.566269520874926,87.247369732381898,95.972106705620092,{"$f":"Input!$F$21*C1024","v":17.313253904174985},{"$f":"Input!$F$21*D1024","v":17.453252316786784},19.198577548465465]
[null,1015,1.7873247554622181E-4,1.7453252316786783E-4,8.936623777311091,8.7247369732381905,9.5972106705620099,44.683118886555455,43.623684866190949,47.986053352810046,89.36623777311091,87.247369732381898,95.972106705620092,{"$f":"Input!$F$21*C1025","v":17.873247554622182},{"$f":"Input!$F$21*D1025","v":17.453252316786784},19.198577548465465]
[null,1016,1.8433241205069377E-4,1.7453252316786783E-4,9.2166206025346895,8.7247369732381905,9.5972106705620099,46.08310301267344,43.623684866190949,47.986053352810046,92.166206025346881,87.247369732381898,95.972106705620092,{"$f":"Input!$F$21*C1026","v":18.433241205069379},{"$f":"Input!$F$21*D1026","v":17.453252316786784},19.198577548465465]
[null,1017,1.8293242792457581E-4,1.7453252316786783E-4,9.1466213962287899,8.7247369732381905,9.5972106705620099,45.733106981143955,43.623684866190949,47.986053352810046,91.46621396228791,87.247369732381898,95.972106705620092,{"$f":"Input!$F$21*C1027","v":18.29324279245758},{"$f":"Input!$F$21*D1027","v":17.453252316786784},19.198577548465465]
[null,1018,1.8013245967233983E-4,1.7453252316786783E-4,9.0066229836169907,8.7247369732381905,9.5972106705620099,45.033114918084955,43.623684866190949,47.986053352810046,90.06622983616991,87.247369732381898,95.972106705620092,{"$f":"Input!$F$21*C1028","v":18.013245967233981},{"$f":"Input!$F$21*D1028","v":17.453252316786784},19.198577548465465]
[null,1019,1.7733249142010382E-4,1.7453252316786783E-4,8.8666245710051914,8.7247369732381905,9.5972106705620099,44.333122855025955,43.623684866190949,47.986053352810046,88.666245710051911,87.247369732381898,95.972106705620092,{"$f":"Input!$F$21*C1029","v":17.733249142010383},{"$f":"Input!$F$21*D1029","v":17.453252316786784},19.198577548465465]
[null,1020,1.7803248348316283E-4,1.7453252316786783E-4,8.9016241741581421,8.7247369732381905,9.5972106705620099,44.508120870790705,43.623684866190949,47.986053352810046,89.01624174158141,87.247369732381898,95.972106705620092,{"$f":"Input!$F$21*C1030","v":17.803248348316284},{"$f":"Input!$F$21*D1030","v":17.453252316786784},19.198577548465465]
[null,1021,1.7663249935704484E-4,1.7453252316786783E-4,8.8316249678522425,8.7247369732381905,9.5972106705620099,44.158124839261205,43.623684866190949,47.986053352810046,88.316249678522411,87.247369732381898,95.972106705620092,{"$f":"Input!$F$21*C1031","v":17.663249935704485},{"$f":"Input!$F$21*D1031","v":17.453252316786784},19.198577548465465]
[null,1022,1.7733249142010382E-4,1.7453252316786783E-4,8.8666245710051914,8.7247369732381905,9.5972106705620099,44.333122855025955,43.623684866190949,47.986053352810046,88.666245710051911,87.247369732381898,95.972106705620092,{"$f":"Input!$F$21*C1032","v":17.733249142010383},{"$f":"Input!$F$21*D1032","v":17.453252316786784},19.198577548465465]
[null,1023,1.7593250729398583E-4,1.7453252316786783E-4,8.7966253646992918,8.7247369732381905,9.5972106705620099,43.983126823496455,43.623684866190949,47.986053352810046,87.966253646992911,87.247369732381898,95.972106705620092,{"$f":"Input!$F$21*C1033","v":17.593250729398584},{"$f":"Input!$F$21*D1033","v":17.453252316786784},19.198577548465465]
[null,1024,1.7593250729398583E-4,1.7453252316786783E-4,8.7966253646992918,8.7247369732381905,9.5972106705620099,43.983126823496455,43.623684866190949,47.986053352810046,87.966253646992911,87.247369732381898,95.972106705620092,{"$f":"Input!$F$21*C1034","v":17.593250729398584},{"$f":"Input!$F$21*D1034","v":17.453252316786784},19.198577548465465]
[null,1025,1.7663249935704484E-4,1.7453252316786783E-4,{"$f":"$E$9*C1035","v":8.8316249678522425},8.7247369732381905,{"$f":"F1035*1.1","v":9.5972106705620099},{"$f":"$H$9*C1035","v":44.158124839261205},43.623684866190949,{"$f":"I1035*1.1","v":47.986053352810046},{"$f":"$K$9*C1035","v":88.316249678522411},87.247369732381898,{"$f":"L1035*1.1","v":95.972106705620092},{"$f":"Input!$F$21*C1035","v":17.663249935704485},{"$f":"Input!$F$21*D1035","v":17.453252316786784},19.198577548465465]
[null,1026,1.8433241205069377E-4,1.7453252316786783E-4,9.2166206025346895,8.7247369732381905,9.5972106705620099,46.08310301267344,43.623684866190949,47.986053352810046,92.166206025346881,87.247369732381898,95.972106705620092,{"$f":"Input!$F$21*C1036","v":18.433241205069379},{"$f":"Input!$F$21*D1036","v":17.453252316786784},{"$f":"O1036*1.1","v":19.198577548465465}]
[null,1027,1.8993234855516577E-4,1.7453252316786783E-4,9.496617427758288,8.7247369732381905,9.5972106705620099,47.48308713879144,43.623684866190949,47.986053352810046,94.96617427758288,87.247369732381898,95.972106705620092,{"$f":"Input!$F$21*C1037","v":18.993234855516576},{"$f":"Input!$F$21*D1037","v":17.453252316786784},19.198577548465465]
[null,1028,1.9413230093351974E-4,1.7453252316786783E-4,9.7066150466759868,8.7247369732381905,9.5972106705620099,48.533075233379932,43.623684866190949,47.986053352810046,97.066150466759865,87.247369732381898,95.972106705620092,{"$f":"Input!$F$21*C1038","v":19.413230093351974},{"$f":"Input!$F$21*D1038","v":17.453252316786784},19.198577548465465]
[null,1029,1.9413230093351974E-4,1.7453252316786783E-4,9.7066150466759868,8.7247369732381905,9.5972106705620099,48.533075233379932,43.623684866190949,47.986053352810046,97.066150466759865,87.247369732381898,95.972106705620092,{"$f":"Input!$F$21*C1039","v":19.413230093351974},{"$f":"Input!$F$21*D1039","v":17.453252316786784},19.198577548465465]
[null,1030,1.955322850596377E-4,1.7453252316786783E-4,9.7766142529818847,8.7247369732381905,9.5972106705620099,48.883071264909425,43.623684866190949,47.986053352810046,97.76614252981885,87.247369732381898,95.972106705620092,{"$f":"Input!$F$21*C1040","v":19.553228505963769},{"$f":"Input!$F$21*D1040","v":17.453252316786784},19.198577548465465]
[null,1031,1.9623227712269674E-4,1.7453252316786783E-4,9.8116138561348372,8.7247369732381905,9.5972106705620099,49.058069280674182,43.623684866190949,47.986053352810046,98.116138561348365,87.247369732381898,95.972106705620092,{"$f":"Input!$F$21*C1041","v":19.623227712269674},{"$f":"Input!$F$21*D1041","v":17.453252316786784},19.198577548465465]
[null,1032,1.9833225331187371E-4,1.7453252316786783E-4,9.9166126655936857,8.7247369732381905,9.5972106705620099,49.583063327968425,43.623684866190949,47.986053352810046,99.16612665593685,87.247369732381898,95.972106705620092,{"$f":"Input!$F$21*C1042","v":19.833225331187371},{"$f":"Input!$F$21*D1042","v":17.453252316786784},19.198577548465465]
[null,1033,1.976322612488147E-4,1.7453252316786783E-4,9.881613062440735,8.7247369732381905,9.5972106705620099,49.408065312203675,43.623684866190949,47.986053352810046,98.81613062440735,87.247369732381898,95.972106705620092,{"$f":"Input!$F$21*C1043","v":19.76322612488147},{"$f":"Input!$F$21*D1043","v":17.453252316786784},19.198577548465465]
[null,1034,1.9623227712269674E-4,1.7453252316786783E-4,9.8116138561348372,8.7247369732381905,9.5972106705620099,49.058069280674182,43.623684866190949,47.986053352810046,98.116138561348365,87.247369732381898,95.972106705620092,{"$f":"Input!$F$21*C1044","v":19.623227712269674},{"$f":"Input!$F$21*D1044","v":17.453252316786784},19.198577548465465]
[null,1035,1.955322850596377E-4,1.7453252316786783E-4,9.7766142529818847,8.7247369732381905,9.5972106705620099,48.883071264909425,43.623684866190949,47.986053352810046,97.76614252981885,87.247369732381898,95.972106705620092,{"$f":"Input!$F$21*C1045","v":19.553228505963769},{"$f":"Input!$F$21*D1045","v":17.453252316786784},19.198577548465465]
[null,1036,1.9483229299657875E-4,1.7453252316786783E-4,9.7416146498289375,8.7247369732381905,9.5972106705620099,48.708073249144689,43.623684866190949,47.986053352810046,97.416146498289379,87.247369732381898,95.972106705620092,{"$f":"Input!$F$21*C1046","v":19.483229299657875},{"$f":"Input!$F$21*D1046","v":17.453252316786784},19.198577548465465]
[null,1037,1.9693226918575575E-4,1.7453252316786783E-4,9.8466134592877879,8.7247369732381905,9.5972106705620099,49.233067296438939,43.623684866190949,47.986053352810046,98.466134592877879,87.247369732381898,95.972106705620092,{"$f":"Input!$F$21*C1047","v":19.693226918575576},{"$f":"Input!$F$21*D1047","v":17.453252316786784},19.198577548465465]
[null,1038,1.9203232474434274E-4,1.7453252316786783E-4,9.6016162372171365,8.7247369732381905,9.5972106705620099,48.008081186085683,43.623684866190949,47.986053352810046,96.016162372171365,87.247369732381898,95.972106705620092,{"$f":"Input!$F$21*C1048","v":19.203232474434273},{"$f":"Input!$F$21*D1048","v":17.453252316786784},19.198577548465465]
[null,1039,1.8853236442904775E-4,1.7453252316786783E-4,9.4266182214523866,8.7247369732381905,9.5972106705620099,47.13309110726194,43.623684866190949,47.986053352810046,94.26618221452388,87.247369732381898,95.972106705620092,{"$f":"Input!$F$21*C1049","v":18.853236442904773},{"$f":"Input!$F$21*D1049","v":17.453252316786784},19.198577548465465]
[null,1040,1.8503240411375276E-4,1.7453252316786783E-4,9.2516202056876384,8.7247369732381905,9.5972106705620099,46.25810102843819,43.623684866190949,47.986053352810046,92.516202056876381,87.247369732381898,95.972106705620092,{"$f":"Input!$F$21*C1050","v":18.503240411375277},{"$f":"Input!$F$21*D1050","v":17.453252316786784},19.198577548465465]
[null,1041,1.8083245173539881E-4,1.7383253110480885E-4,9.0416225867699396,8.6897449469803121,9.5587194416783436,45.208112933849705,43.44872473490156,47.793597208391724,90.41622586769941,86.897449469803121,95.587194416783447,{"$f":"Input!$F$21*C1051","v":18.083245173539879},{"$f":"Input!$F$21*D1051","v":17.383253110480887},19.121578421528977]
[null,1042,1.7453252316786783E-4,1.7383253110480885E-4,8.7266261583933922,8.6897449469803121,9.5587194416783436,43.633130791966956,43.44872473490156,47.793597208391724,87.266261583933911,86.897449469803121,95.587194416783447,{"$f":"Input!$F$21*C1052","v":17.453252316786784},{"$f":"Input!$F$21*D1052","v":17.383253110480887},19.121578421528977]
[null,1043,1.6753260253727788E-4,1.7383253110480885E-4,8.3766301268638941,8.6897449469803121,9.5587194416783436,41.88315063431947,43.44872473490156,47.793597208391724,83.766301268638941,86.897449469803121,95.587194416783447,{"$f":"Input!$F$21*C1053","v":16.753260253727788},{"$f":"Input!$F$21*D1053","v":17.383253110480887},19.121578421528977]
[null,1044,1.6333265015892391E-4,1.7383253110480885E-4,8.1666325079461952,8.6897449469803121,9.5587194416783436,40.833162539730978,43.44872473490156,47.793597208391724,81.666325079461956,86.897449469803121,95.587194416783447,{"$f":"Input!$F$21*C1054","v":16.33326501589239},{"$f":"Input!$F$21*D1054","v":17.383253110480887},19.121578421528977]
[null,1045,1.605326819066879E-4,1.7383253110480885E-4,8.0266340953343942,8.6897449469803121,9.5587194416783436,40.133170476671971,43.44872473490156,47.793597208391724,80.266340953343942,86.897449469803121,95.587194416783447,{"$f":"Input!$F$21*C1055","v":16.053268190668788},{"$f":"Input!$F$21*D1055","v":17.383253110480887},19.121578421528977]
[null,1046,1.5773271365445191E-4,1.7383253110480885E-4,7.8866356827225959,8.6897449469803121,9.5587194416783436,39.433178413612978,43.44872473490156,47.793597208391724,78.866356827225957,86.897449469803121,95.587194416783447,{"$f":"Input!$F$21*C1056","v":15.773271365445192},{"$f":"Input!$F$21*D1056","v":17.383253110480887},19.121578421528977]
[null,1047,1.5703272159139296E-4,1.7383253110480885E-4,7.8516360795696478,8.6897449469803121,9.5587194416783436,39.258180397848243,43.44872473490156,47.793597208391724,78.516360795696485,86.897449469803121,95.587194416783447,{"$f":"Input!$F$21*C1057","v":15.703272159139296},{"$f":"Input!$F$21*D1057","v":17.383253110480887},19.121578421528977]
[null,1048,1.5423275333915695E-4,1.7383253110480885E-4,7.7116376669578477,8.6897449469803121,9.5587194416783436,38.558188334789236,43.44872473490156,47.793597208391724,77.116376669578472,86.897449469803121,95.587194416783447,{"$f":"Input!$F$21*C1058","v":15.423275333915695},{"$f":"Input!$F$21*D1058","v":17.383253110480887},19.121578421528977]
[null,1049,1.5563273746527491E-4,1.7383253110480885E-4,7.7816368732637455,8.6897449469803121,9.5587194416783436,38.908184366318729,43.44872473490156,47.793597208391724,77.816368732637457,86.897449469803121,95.587194416783447,{"$f":"Input!$F$21*C1059","v":15.563273746527491},{"$f":"Input!$F$21*D1059","v":17.383253110480887},19.121578421528977]
[null,1050,1.5773271365445191E-4,1.7383253110480885E-4,7.8866356827225959,8.6897449469803121,9.5587194416783436,39.433178413612978,43.44872473490156,47.793597208391724,78.866356827225957,86.897449469803121,95.587194416783447,{"$f":"Input!$F$21*C1060","v":15.773271365445192},{"$f":"Input!$F$21*D1060","v":17.383253110480887},19.121578421528977]
[null,1051,1.591326977805699E-4,1.7383253110480885E-4,7.9566348890284955,8.6897449469803121,9.5587194416783436,39.783174445142478,43.44872473490156,47.793597208391724,79.566348890284956,86.897449469803121,95.587194416783447,{"$f":"Input!$F$21*C1061","v":15.913269778056991},{"$f":"Input!$F$21*D1061","v":17.383253110480887},19.121578421528977]
[null,1052,1.605326819066879E-4,1.7383253110480885E-4,8.0266340953343942,8.6897449469803121,9.5587194416783436,40.133170476671971,43.44872473490156,47.793597208391724,80.266340953343942,86.897449469803121,95.587194416783447,{"$f":"Input!$F$21*C1062","v":16.053268190668788},{"$f":"Input!$F$21*D1062","v":17.383253110480887},19.121578421528977]
[null,1053,1.605326819066879E-4,1.7383253110480885E-4,8.0266340953343942,8.6897449469803121,9.5587194416783436,40.133170476671971,43.44872473490156,47.793597208391724,80.266340953343942,86.897449469803121,95.587194416783447,{"$f":"Input!$F$21*C1063","v":16.053268190668788},{"$f":"Input!$F$21*D1063","v":17.383253110480887},19.121578421528977]
[null,1054,1.5983268984362891E-4,1.7383253110480885E-4,7.9916344921814453,8.6897449469803121,9.5587194416783436,39.958172460907228,43.44872473490156,47.793597208391724,79.916344921814456,86.897449469803121,95.587194416783447,{"$f":"Input!$F$21*C1064","v":15.983268984362891},{"$f":"Input!$F$21*D1064","v":17.383253110480887},19.121578421528977]
[null,1055,1.5983268984362891E-4,1.7383253110480885E-4,7.9916344921814453,8.6897449469803121,9.5587194416783436,39.958172460907228,43.44872473490156,47.793597208391724,79.916344921814456,86.897449469803121,95.587194416783447,{"$f":"Input!$F$21*C1065","v":15.983268984362891},{"$f":"Input!$F$21*D1065","v":17.383253110480887},19.121578421528977]
[null,1056,1.5983268984362891E-4,1.7383253110480885E-4,7.9916344921814453,8.6897449469803121,9.5587194416783436,39.958172460907228,43.44872473490156,47.793597208391724,79.916344921814456,86.897449469803121,95.587194416783447,{"$f":"Input!$F$21*C1066","v":15.983268984362891},{"$f":"Input!$F$21*D1066","v":17.383253110480887},19.121578421528977]
[null,1057,1.591326977805699E-4,1.7383253110480885E-4,7.9566348890284955,8.6897449469803121,9.5587194416783436,39.783174445142478,43.44872473490156,47.793597208391724,79.566348890284956,86.897449469803121,95.587194416783447,{"$f":"Input!$F$21*C1067","v":15.913269778056991},{"$f":"Input!$F$21*D1067","v":17.383253110480887},19.121578421528977]
[null,1058,1.591326977805699E-4,1.7383253110480885E-4,7.9566348890284955,8.6897449469803121,9.5587194416783436,39.783174445142478,43.44872473490156,47.793597208391724,79.566348890284956,86.897449469803121,95.587194416783447,{"$f":"Input!$F$21*C1068","v":15.913269778056991},{"$f":"Input!$F$21*D1068","v":17.383253110480887},19.121578421528977]
[null,1059,1.5843270571751092E-4,1.7383253110480885E-4,7.9216352858755466,8.6897449469803121,9.5587194416783436,39.608176429377728,43.44872473490156,47.793597208391724,79.216352858755457,86.897449469803121,95.587194416783447,{"$f":"Input!$F$21*C1069","v":15.843270571751093},{"$f":"Input!$F$21*D1069","v":17.383253110480887},19.121578421528977]
[null,1060,1.5843270571751092E-4,1.7383253110480885E-4,7.9216352858755466,8.6897449469803121,9.5587194416783436,39.608176429377728,43.44872473490156,47.793597208391724,79.216352858755457,86.897449469803121,95.587194416783447,{"$f":"Input!$F$21*C1070","v":15.843270571751093},{"$f":"Input!$F$21*D1070","v":17.383253110480887},19.121578421528977]
[null,1061,1.5773271365445191E-4,1.7383253110480885E-4,7.8866356827225959,8.6897449469803121,9.5587194416783436,39.433178413612978,43.44872473490156,47.793597208391724,78.866356827225957,86.897449469803121,95.587194416783447,{"$f":"Input!$F$21*C1071","v":15.773271365445192},{"$f":"Input!$F$21*D1071","v":17.383253110480887},19.121578421528977]
[null,1062,1.5563273746527491E-4,1.7383253110480885E-4,7.7816368732637455,8.6897449469803121,9.5587194416783436,38.908184366318729,43.44872473490156,47.793597208391724,77.816368732637457,86.897449469803121,95.587194416783447,{"$f":"Input!$F$21*C1072","v":15.563273746527491},{"$f":"Input!$F$21*D1072","v":17.383253110480887},19.121578421528977]
[null,1063,1.5493274540221596E-4,1.7383253110480885E-4,7.7466372701107975,8.6897449469803121,9.5587194416783436,38.733186350553993,43.44872473490156,47.793597208391724,77.466372701107986,86.897449469803121,95.587194416783447,{"$f":"Input!$F$21*C1073","v":15.493274540221595},{"$f":"Input!$F$21*D1073","v":17.383253110480887},19.121578421528977]
[null,1064,1.5493274540221596E-4,1.7383253110480885E-4,7.7466372701107975,8.6897449469803121,9.5587194416783436,38.733186350553993,43.44872473490156,47.793597208391724,77.466372701107986,86.897449469803121,95.587194416783447,{"$f":"Input!$F$21*C1074","v":15.493274540221595},{"$f":"Input!$F$21*D1074","v":17.383253110480887},19.121578421528977]
[null,1065,1.5353276127609797E-4,1.7383253110480885E-4,7.6766380638048988,8.6897449469803121,9.5587194416783436,38.383190319024493,43.44872473490156,47.793597208391724,76.766380638048986,86.897449469803121,95.587194416783447,{"$f":"Input!$F$21*C1075","v":15.353276127609798},{"$f":"Input!$F$21*D1075","v":17.383253110480887},19.121578421528977]
[null,1066,1.5003280096080297E-4,1.7383253110480885E-4,7.5016400480401488,8.6897449469803121,9.5587194416783436,37.508200240200743,43.44872473490156,47.793597208391724,75.016400480401487,86.897449469803121,95.587194416783447,{"$f":"Input!$F$21*C1076","v":15.003280096080298},{"$f":"Input!$F$21*D1076","v":17.383253110480887},19.121578421528977]
[null,1067,1.4583284858244903E-4,1.7383253110480885E-4,7.2916424291224518,8.6897449469803121,9.5587194416783436,36.458212145612258,43.44872473490156,47.793597208391724,72.916424291224516,86.897449469803121,95.587194416783447,{"$f":"Input!$F$21*C1077","v":14.583284858244904},{"$f":"Input!$F$21*D1077","v":17.383253110480887},19.121578421528977]
[null,1068,1.4373287239327203E-4,1.7313253904174984E-4,7.1866436196636014,8.6547529207224319,9.5202282127946756,35.933218098318008,43.273764603612157,47.60114106397338,71.866436196636016,86.547529207224315,95.202282127946759,{"$f":"Input!$F$21*C1078","v":14.373287239327203},{"$f":"Input!$F$21*D1078","v":17.313253904174985},19.044579294592484]
[null,1069,1.3743294382574105E-4,1.7313253904174984E-4,6.8716471912870523,8.6547529207224319,9.5202282127946756,34.358235956435266,43.273764603612157,47.60114106397338,68.716471912870531,86.547529207224315,95.202282127946759,{"$f":"Input!$F$21*C1079","v":13.743294382574105},{"$f":"Input!$F$21*D1079","v":17.313253904174985},19.044579294592484]
[null,1070,1.3883292795185905E-4,1.7313253904174984E-4,6.9416463975929519,8.6547529207224319,9.5202282127946756,34.708231987964759,43.273764603612157,47.60114106397338,69.416463975929517,86.547529207224315,95.202282127946759,{"$f":"Input!$F$21*C1080","v":13.883292795185904},{"$f":"Input!$F$21*D1080","v":17.313253904174985},19.044579294592484]
[null,1071,1.3953292001491803E-4,1.7313253904174984E-4,6.9766460007459017,8.6547529207224319,9.5202282127946756,34.883230003729508,43.273764603612157,47.60114106397338,69.766460007459017,86.547529207224315,95.202282127946759,{"$f":"Input!$F$21*C1081","v":13.953292001491803},{"$f":"Input!$F$21*D1081","v":17.313253904174985},19.044579294592484]
[null,1072,1.3883292795185905E-4,1.7313253904174984E-4,6.9416463975929519,8.6547529207224319,9.5202282127946756,34.708231987964759,43.273764603612157,47.60114106397338,69.416463975929517,86.547529207224315,95.202282127946759,{"$f":"Input!$F$21*C1082","v":13.883292795185904},{"$f":"Input!$F$21*D1082","v":17.313253904174985},19.044579294592484]
[null,1073,1.3743294382574105E-4,1.7313253904174984E-4,6.8716471912870523,8.6547529207224319,9.5202282127946756,34.358235956435266,43.273764603612157,47.60114106397338,68.716471912870531,86.547529207224315,95.202282127946759,{"$f":"Input!$F$21*C1083","v":13.743294382574105},{"$f":"Input!$F$21*D1083","v":17.313253904174985},19.044579294592484]
[null,1074,1.3883292795185905E-4,1.7313253904174984E-4,6.9416463975929519,8.6547529207224319,9.5202282127946756,34.708231987964759,43.273764603612157,47.60114106397338,69.416463975929517,86.547529207224315,95.202282127946759,{"$f":"Input!$F$21*C1084","v":13.883292795185904},{"$f":"Input!$F$21*D1084","v":17.313253904174985},19.044579294592484]
[null,1075,1.4093290414103602E-4,1.7313253904174984E-4,7.0466452070518013,8.6547529207224319,9.5202282127946756,35.233226035259001,43.273764603612157,47.60114106397338,70.466452070518002,86.547529207224315,95.202282127946759,{"$f":"Input!$F$21*C1085","v":14.093290414103603},{"$f":"Input!$F$21*D1085","v":17.313253904174985},19.044579294592484]
[null,1076,1.4233288826715404E-4,1.7313253904174984E-4,7.1166444133577018,8.6547529207224319,9.5202282127946756,35.583222066788508,43.273764603612157,47.60114106397338,71.166444133577016,86.547529207224315,95.202282127946759,{"$f":"Input!$F$21*C1086","v":14.233288826715404},{"$f":"Input!$F$21*D1086","v":17.313253904174985},19.044579294592484]
[null,1077,1.4513285651938999E-4,1.7313253904174984E-4,7.2566428259694993,8.6547529207224319,9.5202282127946756,36.283214129847501,43.273764603612157,47.60114106397338,72.566428259695002,86.547529207224315,95.202282127946759,{"$f":"Input!$F$21*C1087","v":14.513285651938999},{"$f":"Input!$F$21*D1087","v":17.313253904174985},19.044579294592484]
[null,1078,1.4723283270856699E-4,1.7313253904174984E-4,7.3616416354283496,8.6547529207224319,9.5202282127946756,36.808208177141751,43.273764603612157,47.60114106397338,73.616416354283501,86.547529207224315,95.202282127946759,{"$f":"Input!$F$21*C1088","v":14.723283270856699},{"$f":"Input!$F$21*D1088","v":17.313253904174985},19.044579294592484]
[null,1079,1.5073279302386196E-4,1.7313253904174984E-4,7.5366396511930978,8.6547529207224319,9.5202282127946756,37.683198255965486,43.273764603612157,47.60114106397338,75.366396511930972,86.547529207224315,95.202282127946759,{"$f":"Input!$F$21*C1089","v":15.073279302386196},{"$f":"Input!$F$21*D1089","v":17.313253904174985},19.044579294592484]
[null,1080,1.5703272159139296E-4,1.7313253904174984E-4,7.8516360795696478,8.6547529207224319,9.5202282127946756,39.258180397848243,43.273764603612157,47.60114106397338,78.516360795696485,86.547529207224315,95.202282127946759,{"$f":"Input!$F$21*C1090","v":15.703272159139296},{"$f":"Input!$F$21*D1090","v":17.313253904174985},19.044579294592484]
[null,1081,1.626326580958649E-4,1.7313253904174984E-4,8.1316329047932445,8.6547529207224319,9.5202282127946756,40.658164523966221,43.273764603612157,47.60114106397338,81.316329047932442,86.547529207224315,95.202282127946759,{"$f":"Input!$F$21*C1091","v":16.263265809586489},{"$f":"Input!$F$21*D1091","v":17.313253904174985},19.044579294592484]
[null,1082,1.647326342850419E-4,1.7313253904174984E-4,8.2366317142520948,8.6547529207224319,9.5202282127946756,41.183158571260471,43.273764603612157,47.60114106397338,82.366317142520941,86.547529207224315,95.202282127946759,{"$f":"Input!$F$21*C1092","v":16.47326342850419},{"$f":"Input!$F$21*D1092","v":17.313253904174985},19.044579294592484]
[null,1083,1.6543262634810091E-4,1.7313253904174984E-4,8.2716313174050455,8.6547529207224319,9.5202282127946756,41.358156587025228,43.273764603612157,47.60114106397338,82.716313174050455,86.547529207224315,95.202282127946759,{"$f":"Input!$F$21*C1093","v":16.543262634810091},{"$f":"Input!$F$21*D1093","v":17.313253904174985},19.044579294592484]
[null,1084,1.6613261841115989E-4,1.7313253904174984E-4,8.3066309205579945,8.6547529207224319,9.5202282127946756,41.533154602789971,43.273764603612157,47.60114106397338,83.066309205579941,86.547529207224315,95.202282127946759,{"$f":"Input!$F$21*C1094","v":16.613261841115989},{"$f":"Input!$F$21*D1094","v":17.313253904174985},19.044579294592484]
[null,1085,1.6823259460033689E-4,1.7313253904174984E-4,8.4116297300168448,8.6547529207224319,9.5202282127946756,42.05814865008422,43.273764603612157,47.60114106397338,84.116297300168441,86.547529207224315,95.202282127946759,{"$f":"Input!$F$21*C1095","v":16.82325946003369},{"$f":"Input!$F$21*D1095","v":17.313253904174985},19.044579294592484]
[null,1086,1.6963257872645488E-4,1.7313253904174984E-4,8.4816289363227444,8.6547529207224319,9.5202282127946756,42.40814468161372,43.273764603612157,47.60114106397338,84.81628936322744,86.547529207224315,95.202282127946759,{"$f":"Input!$F$21*C1096","v":16.963257872645489},{"$f":"Input!$F$21*D1096","v":17.313253904174985},19.044579294592484]
[null,1087,1.7103256285257284E-4,1.7313253904174984E-4,8.5516281426286422,8.6547529207224319,9.5202282127946756,42.758140713143213,43.273764603612157,47.60114106397338,85.516281426286426,86.547529207224315,95.202282127946759,{"$f":"Input!$F$21*C1097","v":17.103256285257284},{"$f":"Input!$F$21*D1097","v":17.313253904174985},19.044579294592484]
[null,1088,1.7243254697869089E-4,1.7313253904174984E-4,8.6216273489345436,8.6547529207224319,9.5202282127946756,43.10813674467272,43.273764603612157,47.60114106397338,86.21627348934544,86.547529207224315,95.202282127946759,{"$f":"Input!$F$21*C1098","v":17.243254697869087},{"$f":"Input!$F$21*D1098","v":17.313253904174985},19.044579294592484]
[null,1089,1.7313253904174984E-4,1.7313253904174984E-4,{"$f":"$E$9*C1099","v":8.6566269520874926},8.6547529207224319,{"$f":"F1099*1.1","v":9.5202282127946756},{"$f":"$H$9*C1099","v":43.283134760437463},43.273764603612157,{"$f":"I1099*1.1","v":47.60114106397338},{"$f":"$K$9*C1099","v":86.566269520874926},86.547529207224315,{"$f":"L1099*1.1","v":95.202282127946759},{"$f":"Input!$F$21*C1099","v":17.313253904174985},{"$f":"Input!$F$21*D1099","v":17.313253904174985},19.044579294592484]
[null,1090,1.7383253110480885E-4,1.7313253904174984E-4,8.6916265552404433,8.6547529207224319,9.5202282127946756,43.458132776202213,43.273764603612157,47.60114106397338,86.916265552404425,86.547529207224315,95.202282127946759,{"$f":"Input!$F$21*C1100","v":17.383253110480887},{"$f":"Input!$F$21*D1100","v":17.313253904174985},{"$f":"O1100*1.1","v":19.044579294592484}]
[null,1091,1.7313253904174984E-4,1.7313253904174984E-4,8.6566269520874926,8.6547529207224319,9.5202282127946756,43.283134760437463,43.273764603612157,47.60114106397338,86.566269520874926,86.547529207224315,95.202282127946759,{"$f":"Input!$F$21*C1101","v":17.313253904174985},{"$f":"Input!$F$21*D1101","v":17.313253904174985},19.044579294592484]
[null,1092,1.7173255491563185E-4,1.7313253904174984E-4,8.5866277457815929,8.6547529207224319,9.5202282127946756,42.933138728907963,43.273764603612157,47.60114106397338,85.866277457815926,86.547529207224315,95.202282127946759,{"$f":"Input!$F$21*C1102","v":17.173255491563186},{"$f":"Input!$F$21*D1102","v":17.313253904174985},19.044579294592484]
[null,1093,1.689325866633959E-4,1.7313253904174984E-4,8.4466293331697955,8.6547529207224319,9.5202282127946756,42.233146665848977,43.273764603612157,47.60114106397338,84.466293331697955,86.547529207224315,95.202282127946759,{"$f":"Input!$F$21*C1103","v":16.893258666339591},{"$f":"Input!$F$21*D1103","v":17.313253904174985},19.044579294592484]
[null,1094,1.6753260253727788E-4,1.7313253904174984E-4,8.3766301268638941,8.6547529207224319,9.5202282127946756,41.88315063431947,43.273764603612157,47.60114106397338,83.766301268638941,86.547529207224315,95.202282127946759,{"$f":"Input!$F$21*C1104","v":16.753260253727788},{"$f":"Input!$F$21*D1104","v":17.313253904174985},19.044579294592484]
[null,1095,1.647326342850419E-4,1.7313253904174984E-4,8.2366317142520948,8.6547529207224319,9.5202282127946756,41.183158571260471,43.273764603612157,47.60114106397338,82.366317142520941,86.547529207224315,95.202282127946759,{"$f":"Input!$F$21*C1105","v":16.47326342850419},{"$f":"Input!$F$21*D1105","v":17.313253904174985},19.044579294592484]
[null,1096,1.647326342850419E-4,1.7313253904174984E-4,8.2366317142520948,8.6547529207224319,9.5202282127946756,41.183158571260471,43.273764603612157,47.60114106397338,82.366317142520941,86.547529207224315,95.202282127946759,{"$f":"Input!$F$21*C1106","v":16.47326342850419},{"$f":"Input!$F$21*D1106","v":17.313253904174985},19.044579294592484]
[null,1097,1.647326342850419E-4,1.7313253904174984E-4,8.2366317142520948,8.6547529207224319,9.5202282127946756,41.183158571260471,43.273764603612157,47.60114106397338,82.366317142520941,86.547529207224315,95.202282127946759,{"$f":"Input!$F$21*C1107","v":16.47326342850419},{"$f":"Input!$F$21*D1107","v":17.313253904174985},19.044579294592484]
[null,1098,1.6613261841115989E-4,1.7313253904174984E-4,8.3066309205579945,8.6547529207224319,9.5202282127946756,41.533154602789971,43.273764603612157,47.60114106397338,83.066309205579941,86.547529207224315,95.202282127946759,{"$f":"Input!$F$21*C1108","v":16.613261841115989},{"$f":"Input!$F$21*D1108","v":17.313253904174985},19.044579294592484]
[null,1099,1.6823259460033689E-4,1.7313253904174984E-4,8.4116297300168448,8.6547529207224319,9.5202282127946756,42.05814865008422,43.273764603612157,47.60114106397338,84.116297300168441,86.547529207224315,95.202282127946759,{"$f":"Input!$F$21*C1109","v":16.82325946003369},{"$f":"Input!$F$21*D1109","v":17.313253904174985},19.044579294592484]
[null,1100,1.6963257872645488E-4,1.7313253904174984E-4,8.4816289363227444,8.6547529207224319,9.5202282127946756,42.40814468161372,43.273764603612157,47.60114106397338,84.81628936322744,86.547529207224315,95.202282127946759,{"$f":"Input!$F$21*C1110","v":16.963257872645489},{"$f":"Input!$F$21*D1110","v":17.313253904174985},19.044579294592484]
[null,1101,1.7033257078951389E-4,1.7313253904174984E-4,8.5166285394756951,8.6547529207224319,9.5202282127946756,42.58314269737847,43.273764603612157,47.60114106397338,85.16628539475694,86.547529207224315,95.202282127946759,{"$f":"Input!$F$21*C1111","v":17.03325707895139},{"$f":"Input!$F$21*D1111","v":17.313253904174985},19.044579294592484]
[null,1102,1.7313253904174984E-4,1.7313253904174984E-4,8.6566269520874926,8.6547529207224319,9.5202282127946756,43.283134760437463,43.273764603612157,47.60114106397338,86.566269520874926,86.547529207224315,95.202282127946759,{"$f":"Input!$F$21*C1112","v":17.313253904174985},{"$f":"Input!$F$21*D1112","v":17.313253904174985},19.044579294592484]
[null,1103,1.7593250729398583E-4,1.7313253904174984E-4,8.7966253646992918,8.6547529207224319,9.5202282127946756,43.983126823496455,43.273764603612157,47.60114106397338,87.966253646992911,86.547529207224315,95.202282127946759,{"$f":"Input!$F$21*C1113","v":17.593250729398584},{"$f":"Input!$F$21*D1113","v":17.313253904174985},19.044579294592484]
[null,1104,1.8293242792457581E-4,1.7313253904174984E-4,9.1466213962287899,8.6547529207224319,9.5202282127946756,45.733106981143955,43.273764603612157,47.60114106397338,91.46621396228791,86.547529207224315,95.202282127946759,{"$f":"Input!$F$21*C1114","v":18.29324279245758},{"$f":"Input!$F$21*D1114","v":17.313253904174985},19.044579294592484]
[null,1105,1.7943246760928082E-4,1.7313253904174984E-4,8.9716233804640417,8.6547529207224319,9.5202282127946756,44.858116902320205,43.273764603612157,47.60114106397338,89.71623380464041,86.547529207224315,95.202282127946759,{"$f":"Input!$F$21*C1115","v":17.943246760928083},{"$f":"Input!$F$21*D1115","v":17.313253904174985},19.044579294592484]
[null,1106,1.8153244379845782E-4,1.7313253904174984E-4,9.0766221899228903,8.6547529207224319,9.5202282127946756,45.383110949614455,43.273764603612157,47.60114106397338,90.76622189922891,86.547529207224315,95.202282127946759,{"$f":"Input!$F$21*C1116","v":18.153244379845781},{"$f":"Input!$F$21*D1116","v":17.313253904174985},19.044579294592484]
[null,1107,1.8433241205069377E-4,1.7313253904174984E-4,9.2166206025346895,8.6547529207224319,9.5202282127946756,46.08310301267344,43.273764603612157,47.60114106397338,92.166206025346881,86.547529207224315,95.202282127946759,{"$f":"Input!$F$21*C1117","v":18.433241205069379},{"$f":"Input!$F$21*D1117","v":17.313253904174985},19.044579294592484]
[null,1108,1.8853236442904775E-4,1.7313253904174984E-4,9.4266182214523866,8.6547529207224319,9.5202282127946756,47.13309110726194,43.273764603612157,47.60114106397338,94.26618221452388,86.547529207224315,95.202282127946759,{"$f":"Input!$F$21*C1118","v":18.853236442904773},{"$f":"Input!$F$21*D1118","v":17.313253904174985},19.044579294592484]
[null,1109,1.9203232474434274E-4,1.7313253904174984E-4,9.6016162372171365,8.6547529207224319,9.5202282127946756,48.008081186085683,43.273764603612157,47.60114106397338,96.016162372171365,86.547529207224315,95.202282127946759,{"$f":"Input!$F$21*C1119","v":19.203232474434273},{"$f":"Input!$F$21*D1119","v":17.313253904174985},19.044579294592484]
[null,1110,1.8503240411375276E-4,1.7313253904174984E-4,9.2516202056876384,8.6547529207224319,9.5202282127946756,46.25810102843819,43.273764603612157,47.60114106397338,92.516202056876381,86.547529207224315,95.202282127946759,{"$f":"Input!$F$21*C1120","v":18.503240411375277},{"$f":"Input!$F$21*D1120","v":17.313253904174985},19.044579294592484]
[null,1111,1.8223243586151677E-4,1.7243254697869089E-4,9.1116217930758392,8.6197608944645516,9.4817369839110075,45.558108965379191,43.098804472322755,47.408684919555036,91.116217930758381,86.197608944645509,94.817369839110071,{"$f":"Input!$F$21*C1121","v":18.223243586151678},{"$f":"Input!$F$21*D1121","v":17.243254697869087},18.967580167655999]
[null,1112,1.7733249142010382E-4,1.7243254697869089E-4,8.8666245710051914,8.6197608944645516,9.4817369839110075,44.333122855025955,43.098804472322755,47.408684919555036,88.666245710051911,86.197608944645509,94.817369839110071,{"$f":"Input!$F$21*C1122","v":17.733249142010383},{"$f":"Input!$F$21*D1122","v":17.243254697869087},18.967580167655999]
[null,1113,1.7243254697869089E-4,1.7243254697869089E-4,8.6216273489345436,8.6197608944645516,9.4817369839110075,43.10813674467272,43.098804472322755,47.408684919555036,86.21627348934544,86.197608944645509,94.817369839110071,{"$f":"Input!$F$21*C1123","v":17.243254697869087},{"$f":"Input!$F$21*D1123","v":17.243254697869087},18.967580167655999]
[null,1114,1.6823259460033689E-4,1.7243254697869089E-4,8.4116297300168448,8.6197608944645516,9.4817369839110075,42.05814865008422,43.098804472322755,47.408684919555036,84.116297300168441,86.197608944645509,94.817369839110071,{"$f":"Input!$F$21*C1124","v":16.82325946003369},{"$f":"Input!$F$21*D1124","v":17.243254697869087},18.967580167655999]
[null,1115,1.6543262634810091E-4,1.7243254697869089E-4,8.2716313174050455,8.6197608944645516,9.4817369839110075,41.358156587025228,43.098804472322755,47.408684919555036,82.716313174050455,86.197608944645509,94.817369839110071,{"$f":"Input!$F$21*C1125","v":16.543262634810091},{"$f":"Input!$F$21*D1125","v":17.243254697869087},18.967580167655999]
[null,1116,1.6193266603280591E-4,1.7243254697869089E-4,8.0966333016402956,8.6197608944645516,9.4817369839110075,40.483166508201478,43.098804472322755,47.408684919555036,80.966333016402956,86.197608944645509,94.817369839110071,{"$f":"Input!$F$21*C1126","v":16.193266603280591},{"$f":"Input!$F$21*D1126","v":17.243254697869087},18.967580167655999]
[null,1117,1.5843270571751092E-4,1.7243254697869089E-4,7.9216352858755466,8.6197608944645516,9.4817369839110075,39.608176429377728,43.098804472322755,47.408684919555036,79.216352858755457,86.197608944645509,94.817369839110071,{"$f":"Input!$F$21*C1127","v":15.843270571751093},{"$f":"Input!$F$21*D1127","v":17.243254697869087},18.967580167655999]
[null,1118,1.5773271365445191E-4,1.7243254697869089E-4,7.8866356827225959,8.6197608944645516,9.4817369839110075,39.433178413612978,43.098804472322755,47.408684919555036,78.866356827225957,86.197608944645509,94.817369839110071,{"$f":"Input!$F$21*C1128","v":15.773271365445192},{"$f":"Input!$F$21*D1128","v":17.243254697869087},18.967580167655999]
[null,1119,1.5983268984362891E-4,1.7243254697869089E-4,7.9916344921814453,8.6197608944645516,9.4817369839110075,39.958172460907228,43.098804472322755,47.408684919555036,79.916344921814456,86.197608944645509,94.817369839110071,{"$f":"Input!$F$21*C1129","v":15.983268984362891},{"$f":"Input!$F$21*D1129","v":17.243254697869087},18.967580167655999]
[null,1120,1.6193266603280591E-4,1.7243254697869089E-4,8.0966333016402956,8.6197608944645516,9.4817369839110075,40.483166508201478,43.098804472322755,47.408684919555036,80.966333016402956,86.197608944645509,94.817369839110071,{"$f":"Input!$F$21*C1130","v":16.193266603280591},{"$f":"Input!$F$21*D1130","v":17.243254697869087},18.967580167655999]
[null,1121,1.626326580958649E-4,1.7243254697869089E-4,8.1316329047932445,8.6197608944645516,9.4817369839110075,40.658164523966221,43.098804472322755,47.408684919555036,81.316329047932442,86.197608944645509,94.817369839110071,{"$f":"Input!$F$21*C1131","v":16.263265809586489},{"$f":"Input!$F$21*D1131","v":17.243254697869087},18.967580167655999]
[null,1122,1.5983268984362891E-4,1.7243254697869089E-4,7.9916344921814453,8.6197608944645516,9.4817369839110075,39.958172460907228,43.098804472322755,47.408684919555036,79.916344921814456,86.197608944645509,94.817369839110071,{"$f":"Input!$F$21*C1132","v":15.983268984362891},{"$f":"Input!$F$21*D1132","v":17.243254697869087},18.967580167655999]
[null,1123,1.5353276127609797E-4,1.7243254697869089E-4,7.6766380638048988,8.6197608944645516,9.4817369839110075,38.383190319024493,43.098804472322755,47.408684919555036,76.766380638048986,86.197608944645509,94.817369839110071,{"$f":"Input!$F$21*C1133","v":15.353276127609798},{"$f":"Input!$F$21*D1133","v":17.243254697869087},18.967580167655999]
[null,1124,1.4653284064550798E-4,1.7243254697869089E-4,7.3266420322753989,8.6197608944645516,9.4817369839110075,36.633210161376994,43.098804472322755,47.408684919555036,73.266420322753987,86.197608944645509,94.817369839110071,{"$f":"Input!$F$21*C1134","v":14.653284064550798},{"$f":"Input!$F$21*D1134","v":17.243254697869087},18.967580167655999]
[null,1125,1.4093290414103602E-4,1.7243254697869089E-4,7.0466452070518013,8.6197608944645516,9.4817369839110075,35.233226035259001,43.098804472322755,47.408684919555036,70.466452070518002,86.197608944645509,94.817369839110071,{"$f":"Input!$F$21*C1135","v":14.093290414103603},{"$f":"Input!$F$21*D1135","v":17.243254697869087},18.967580167655999]
[null,1126,1.3813293588880004E-4,1.7243254697869089E-4,6.9066467944400021,8.6197608944645516,9.4817369839110075,34.533233972200009,43.098804472322755,47.408684919555036,69.066467944400017,86.197608944645509,94.817369839110071,{"$f":"Input!$F$21*C1136","v":13.813293588880004},{"$f":"Input!$F$21*D1136","v":17.243254697869087},18.967580167655999]
[null,1127,1.3603295969962304E-4,1.7243254697869089E-4,6.8016479849811518,8.6197608944645516,9.4817369839110075,34.008239924905759,43.098804472322755,47.408684919555036,68.016479849811518,86.197608944645509,94.817369839110071,{"$f":"Input!$F$21*C1137","v":13.603295969962304},{"$f":"Input!$F$21*D1137","v":17.243254697869087},18.967580167655999]
[null,1128,1.3533296763656405E-4,1.7243254697869089E-4,6.7666483818282028,8.6197608944645516,9.4817369839110075,33.833241909141016,43.098804472322755,47.408684919555036,67.666483818282032,86.197608944645509,94.817369839110071,{"$f":"Input!$F$21*C1138","v":13.533296763656406},{"$f":"Input!$F$21*D1138","v":17.243254697869087},18.967580167655999]
[null,1129,1.325329993843281E-4,1.7243254697869089E-4,6.6266499692164045,8.6197608944645516,9.4817369839110075,33.133249846082023,43.098804472322755,47.408684919555036,66.266499692164047,86.197608944645509,94.817369839110071,{"$f":"Input!$F$21*C1139","v":13.253299938432809},{"$f":"Input!$F$21*D1139","v":17.243254697869087},18.967580167655999]
[null,1130,1.2973303113209209E-4,1.7243254697869089E-4,6.4866515566046044,8.6197608944645516,9.4817369839110075,32.433257783023024,43.098804472322755,47.408684919555036,64.866515566046047,86.197608944645509,94.817369839110071,{"$f":"Input!$F$21*C1140","v":12.973303113209209},{"$f":"Input!$F$21*D1140","v":17.243254697869087},18.967580167655999]
[null,1131,1.2693306287985611E-4,1.7243254697869089E-4,6.3466531439928051,8.6197608944645516,9.4817369839110075,31.733265719964027,43.098804472322755,47.408684919555036,63.466531439928055,86.197608944645509,94.817369839110071,{"$f":"Input!$F$21*C1141","v":12.69330628798561},{"$f":"Input!$F$21*D1141","v":17.243254697869087},18.967580167655999]
[null,1132,1.2553307875373812E-4,1.7243254697869089E-4,6.2766539376869055,8.6197608944645516,9.4817369839110075,31.383269688434527,43.098804472322755,47.408684919555036,62.766539376869055,86.197608944645509,94.817369839110071,{"$f":"Input!$F$21*C1142","v":12.553307875373811},{"$f":"Input!$F$21*D1142","v":17.243254697869087},18.967580167655999]
[null,1133,1.2553307875373812E-4,1.7243254697869089E-4,6.2766539376869055,8.6197608944645516,9.4817369839110075,31.383269688434527,43.098804472322755,47.408684919555036,62.766539376869055,86.197608944645509,94.817369839110071,{"$f":"Input!$F$21*C1143","v":12.553307875373811},{"$f":"Input!$F$21*D1143","v":17.243254697869087},18.967580167655999]
[null,1134,1.262330708167971E-4,1.7243254697869089E-4,6.3116535408398544,8.6197608944645516,9.4817369839110075,31.558267704199274,43.098804472322755,47.408684919555036,63.116535408398548,86.197608944645509,94.817369839110071,{"$f":"Input!$F$21*C1144","v":12.623307081679709},{"$f":"Input!$F$21*D1144","v":17.243254697869087},18.967580167655999]
[null,1135,1.2693306287985611E-4,1.7243254697869089E-4,6.3466531439928051,8.6197608944645516,9.4817369839110075,31.733265719964027,43.098804472322755,47.408684919555036,63.466531439928055,86.197608944645509,94.817369839110071,{"$f":"Input!$F$21*C1145","v":12.69330628798561},{"$f":"Input!$F$21*D1145","v":17.243254697869087},18.967580167655999]
[null,1136,1.2693306287985611E-4,1.7243254697869089E-4,6.3466531439928051,8.6197608944645516,9.4817369839110075,31.733265719964027,43.098804472322755,47.408684919555036,63.466531439928055,86.197608944645509,94.817369839110071,{"$f":"Input!$F$21*C1146","v":12.69330628798561},{"$f":"Input!$F$21*D1146","v":17.243254697869087},18.967580167655999]
[null,1137,1.2763305494291509E-4,1.7243254697869089E-4,6.381652747145754,8.6197608944645516,9.4817369839110075,31.908263735728774,43.098804472322755,47.408684919555036,63.816527471457547,86.197608944645509,94.817369839110071,{"$f":"Input!$F$21*C1147","v":12.763305494291508},{"$f":"Input!$F$21*D1147","v":17.243254697869087},18.967580167655999]
[null,1138,1.262330708167971E-4,1.7243254697869089E-4,6.3116535408398544,8.6197608944645516,9.4817369839110075,31.558267704199274,43.098804472322755,47.408684919555036,63.116535408398548,86.197608944645509,94.817369839110071,{"$f":"Input!$F$21*C1148","v":12.623307081679709},{"$f":"Input!$F$21*D1148","v":17.243254697869087},18.967580167655999]
[null,1139,1.2273311050150213E-4,1.7243254697869089E-4,6.1366555250751063,8.6197608944645516,9.4817369839110075,30.683277625375535,43.098804472322755,47.408684919555036,61.36655525075107,86.197608944645509,94.817369839110071,{"$f":"Input!$F$21*C1149","v":12.273311050150213},{"$f":"Input!$F$21*D1149","v":17.243254697869087},18.967580167655999]
[null,1140,1.2063313431232515E-4,1.7243254697869089E-4,6.0316567156162577,8.6197608944645516,9.4817369839110075,30.158283578081285,43.098804472322755,47.408684919555036,60.31656715616257,86.197608944645509,94.817369839110071,{"$f":"Input!$F$21*C1150","v":12.063313431232515},{"$f":"Input!$F$21*D1150","v":17.243254697869087},18.967580167655999]
[null,1141,1.2063313431232515E-4,1.7243254697869089E-4,6.0316567156162577,8.6197608944645516,9.4817369839110075,30.158283578081285,43.098804472322755,47.408684919555036,60.31656715616257,86.197608944645509,94.817369839110071,{"$f":"Input!$F$21*C1151","v":12.063313431232515},{"$f":"Input!$F$21*D1151","v":17.243254697869087},18.967580167655999]
[null,1142,1.2203311843844312E-4,1.7243254697869089E-4,6.1016559219221564,8.6197608944645516,9.4817369839110075,30.508279609610781,43.098804472322755,47.408684919555036,61.016559219221563,86.197608944645509,94.817369839110071,{"$f":"Input!$F$21*C1152","v":12.203311843844313},{"$f":"Input!$F$21*D1152","v":17.243254697869087},18.967580167655999]
[null,1143,1.2273311050150213E-4,1.7173255491563185E-4,6.1366555250751063,8.5847688682066696,9.4432457550273377,30.683277625375535,42.923844341033352,47.216228775136692,61.36655525075107,85.847688682066703,94.432457550273384,{"$f":"Input!$F$21*C1153","v":12.273311050150213},{"$f":"Input!$F$21*D1153","v":17.173255491563186},18.890581040719507]
[null,1144,1.2343310256456111E-4,1.7173255491563185E-4,6.1716551282280561,8.5847688682066696,9.4432457550273377,30.858275641140278,42.923844341033352,47.216228775136692,61.716551282280555,85.847688682066703,94.432457550273384,{"$f":"Input!$F$21*C1154","v":12.343310256456112},{"$f":"Input!$F$21*D1154","v":17.173255491563186},18.890581040719507]
[null,1145,1.2483308669067911E-4,1.7173255491563185E-4,6.2416543345339557,8.5847688682066696,9.4432457550273377,31.208271672669778,42.923844341033352,47.216228775136692,62.416543345339555,85.847688682066703,94.432457550273384,{"$f":"Input!$F$21*C1155","v":12.483308669067911},{"$f":"Input!$F$21*D1155","v":17.173255491563186},18.890581040719507]
[null,1146,1.2483308669067911E-4,1.7173255491563185E-4,6.2416543345339557,8.5847688682066696,9.4432457550273377,31.208271672669778,42.923844341033352,47.216228775136692,62.416543345339555,85.847688682066703,94.432457550273384,{"$f":"Input!$F$21*C1156","v":12.483308669067911},{"$f":"Input!$F$21*D1156","v":17.173255491563186},18.890581040719507]
[null,1147,1.2483308669067911E-4,1.7173255491563185E-4,6.2416543345339557,8.5847688682066696,9.4432457550273377,31.208271672669778,42.923844341033352,47.216228775136692,62.416543345339555,85.847688682066703,94.432457550273384,{"$f":"Input!$F$21*C1157","v":12.483308669067911},{"$f":"Input!$F$21*D1157","v":17.173255491563186},18.890581040719507]
[null,1148,1.2553307875373812E-4,1.7173255491563185E-4,6.2766539376869055,8.5847688682066696,9.4432457550273377,31.383269688434527,42.923844341033352,47.216228775136692,62.766539376869055,85.847688682066703,94.432457550273384,{"$f":"Input!$F$21*C1158","v":12.553307875373811},{"$f":"Input!$F$21*D1158","v":17.173255491563186},18.890581040719507]
[null,1149,1.304330231951511E-4,1.7173255491563185E-4,6.521651159757555,8.5847688682066696,9.4432457550273377,32.608255798787773,42.923844341033352,47.216228775136692,65.216511597575547,85.847688682066703,94.432457550273384,{"$f":"Input!$F$21*C1159","v":13.04330231951511},{"$f":"Input!$F$21*D1159","v":17.173255491563186},18.890581040719507]
[null,1150,1.3323299144738705E-4,1.7173255491563185E-4,6.6616495723693525,8.5847688682066696,9.4432457550273377,33.308247861846766,42.923844341033352,47.216228775136692,66.616495723693532,85.847688682066703,94.432457550273384,{"$f":"Input!$F$21*C1160","v":13.323299144738705},{"$f":"Input!$F$21*D1160","v":17.173255491563186},18.890581040719507]
[null,1151,1.3743294382574105E-4,1.7173255491563185E-4,6.8716471912870523,8.5847688682066696,9.4432457550273377,34.358235956435266,42.923844341033352,47.216228775136692,68.716471912870531,85.847688682066703,94.432457550273384,{"$f":"Input!$F$21*C1161","v":13.743294382574105},{"$f":"Input!$F$21*D1161","v":17.173255491563186},18.890581040719507]
[null,1152,1.3953292001491803E-4,1.7173255491563185E-4,6.9766460007459017,8.5847688682066696,9.4432457550273377,34.883230003729508,42.923844341033352,47.216228775136692,69.766460007459017,85.847688682066703,94.432457550273384,{"$f":"Input!$F$21*C1162","v":13.953292001491803},{"$f":"Input!$F$21*D1162","v":17.173255491563186},18.890581040719507]
[null,1153,1.3953292001491803E-4,1.7173255491563185E-4,{"$f":"$E$9*C1163","v":6.9766460007459017},8.5847688682066696,{"$f":"F1163*1.1","v":9.4432457550273377},{"$f":"$H$9*C1163","v":34.883230003729508},42.923844341033352,{"$f":"I1163*1.1","v":47.216228775136692},{"$f":"$K$9*C1163","v":69.766460007459017},85.847688682066703,{"$f":"L1163*1.1","v":94.432457550273384},{"$f":"Input!$F$21*C1163","v":13.953292001491803},{"$f":"Input!$F$21*D1163","v":17.173255491563186},18.890581040719507]
[null,1154,1.4303288033021302E-4,1.7173255491563185E-4,7.1516440165106507,8.5847688682066696,9.4432457550273377,35.758220082553258,42.923844341033352,47.216228775136692,71.516440165106516,85.847688682066703,94.432457550273384,{"$f":"Input!$F$21*C1164","v":14.303288033021301},{"$f":"Input!$F$21*D1164","v":17.173255491563186},{"$f":"O1164*1.1","v":18.890581040719507}]
[null,1155,1.4583284858244903E-4,1.7173255491563185E-4,7.2916424291224518,8.5847688682066696,9.4432457550273377,36.458212145612258,42.923844341033352,47.216228775136692,72.916424291224516,85.847688682066703,94.432457550273384,{"$f":"Input!$F$21*C1165","v":14.583284858244904},{"$f":"Input!$F$21*D1165","v":17.173255491563186},18.890581040719507]
[null,1156,1.4653284064550798E-4,1.7173255491563185E-4,7.3266420322753989,8.5847688682066696,9.4432457550273377,36.633210161376994,42.923844341033352,47.216228775136692,73.266420322753987,85.847688682066703,94.432457550273384,{"$f":"Input!$F$21*C1166","v":14.653284064550798},{"$f":"Input!$F$21*D1166","v":17.173255491563186},18.890581040719507]
[null,1157,1.5283276921303896E-4,1.7173255491563185E-4,7.6416384606519481,8.5847688682066696,9.4432457550273377,38.208192303259736,42.923844341033352,47.216228775136692,76.416384606519472,85.847688682066703,94.432457550273384,{"$f":"Input!$F$21*C1167","v":15.283276921303896},{"$f":"Input!$F$21*D1167","v":17.173255491563186},18.890581040719507]
[null,1158,1.5213277714997998E-4,1.7173255491563185E-4,7.6066388574989992,8.5847688682066696,9.4432457550273377,38.033194287494993,42.923844341033352,47.216228775136692,76.066388574989986,85.847688682066703,94.432457550273384,{"$f":"Input!$F$21*C1168","v":15.213277714997998},{"$f":"Input!$F$21*D1168","v":17.173255491563186},18.890581040719507]
[null,1159,1.5703272159139296E-4,1.7173255491563185E-4,7.8516360795696478,8.5847688682066696,9.4432457550273377,39.258180397848243,42.923844341033352,47.216228775136692,78.516360795696485,85.847688682066703,94.432457550273384,{"$f":"Input!$F$21*C1169","v":15.703272159139296},{"$f":"Input!$F$21*D1169","v":17.173255491563186},18.890581040719507]
[null,1160,1.668326104742189E-4,1.7173255491563185E-4,8.3416305237109452,8.5847688682066696,9.4432457550273377,41.708152618554728,42.923844341033352,47.216228775136692,83.416305237109455,85.847688682066703,94.432457550273384,{"$f":"Input!$F$21*C1170","v":16.68326104742189},{"$f":"Input!$F$21*D1170","v":17.173255491563186},18.890581040719507]
[null,1161,1.6543262634810091E-4,1.7173255491563185E-4,8.2716313174050455,8.5847688682066696,9.4432457550273377,41.358156587025228,42.923844341033352,47.216228775136692,82.716313174050455,85.847688682066703,94.432457550273384,{"$f":"Input!$F$21*C1171","v":16.543262634810091},{"$f":"Input!$F$21*D1171","v":17.173255491563186},18.890581040719507]
[null,1162,1.6193266603280591E-4,1.7173255491563185E-4,8.0966333016402956,8.5847688682066696,9.4432457550273377,40.483166508201478,42.923844341033352,47.216228775136692,80.966333016402956,85.847688682066703,94.432457550273384,{"$f":"Input!$F$21*C1172","v":16.193266603280591},{"$f":"Input!$F$21*D1172","v":17.173255491563186},18.890581040719507]
[null,1163,1.5843270571751092E-4,1.7173255491563185E-4,7.9216352858755466,8.5847688682066696,9.4432457550273377,39.608176429377728,42.923844341033352,47.216228775136692,79.216352858755457,85.847688682066703,94.432457550273384,{"$f":"Input!$F$21*C1173","v":15.843270571751093},{"$f":"Input!$F$21*D1173","v":17.173255491563186},18.890581040719507]
[null,1164,1.5563273746527491E-4,1.7173255491563185E-4,7.7816368732637455,8.5847688682066696,9.4432457550273377,38.908184366318729,42.923844341033352,47.216228775136692,77.816368732637457,85.847688682066703,94.432457550273384,{"$f":"Input!$F$21*C1174","v":15.563273746527491},{"$f":"Input!$F$21*D1174","v":17.173255491563186},18.890581040719507]
[null,1165,1.5143278508692097E-4,1.7173255491563185E-4,7.5716392543460485,8.5847688682066696,9.4432457550273377,37.858196271730243,42.923844341033352,47.216228775136692,75.716392543460486,85.847688682066703,94.432457550273384,{"$f":"Input!$F$21*C1175","v":15.143278508692097},{"$f":"Input!$F$21*D1175","v":17.173255491563186},18.890581040719507]
[null,1166,1.4653284064550798E-4,1.7173255491563185E-4,7.3266420322753989,8.5847688682066696,9.4432457550273377,36.633210161376994,42.923844341033352,47.216228775136692,73.266420322753987,85.847688682066703,94.432457550273384,{"$f":"Input!$F$21*C1176","v":14.653284064550798},{"$f":"Input!$F$21*D1176","v":17.173255491563186},18.890581040719507]
[null,1167,1.4303288033021302E-4,1.7173255491563185E-4,7.1516440165106507,8.5847688682066696,9.4432457550273377,35.758220082553258,42.923844341033352,47.216228775136692,71.516440165106516,85.847688682066703,94.432457550273384,{"$f":"Input!$F$21*C1177","v":14.303288033021301},{"$f":"Input!$F$21*D1177","v":17.173255491563186},18.890581040719507]
[null,1168,1.3883292795185905E-4,1.7173255491563185E-4,6.9416463975929519,8.5847688682066696,9.4432457550273377,34.708231987964759,42.923844341033352,47.216228775136692,69.416463975929517,85.847688682066703,94.432457550273384,{"$f":"Input!$F$21*C1178","v":13.883292795185904},{"$f":"Input!$F$21*D1178","v":17.173255491563186},18.890581040719507]
[null,1169,1.3743294382574105E-4,1.7173255491563185E-4,6.8716471912870523,8.5847688682066696,9.4432457550273377,34.358235956435266,42.923844341033352,47.216228775136692,68.716471912870531,85.847688682066703,94.432457550273384,{"$f":"Input!$F$21*C1179","v":13.743294382574105},{"$f":"Input!$F$21*D1179","v":17.173255491563186},18.890581040719507]
[null,1170,1.4863281683468498E-4,1.7173255491563185E-4,7.4316408417342492,8.5847688682066696,9.4432457550273377,37.158204208671243,42.923844341033352,47.216228775136692,74.316408417342487,85.847688682066703,94.432457550273384,{"$f":"Input!$F$21*C1180","v":14.863281683468498},{"$f":"Input!$F$21*D1180","v":17.173255491563186},18.890581040719507]
[null,1171,1.6403264222198289E-4,1.7173255491563185E-4,8.2016321110991441,8.5847688682066696,9.4432457550273377,41.008160555495721,42.923844341033352,47.216228775136692,82.016321110991441,85.847688682066703,94.432457550273384,{"$f":"Input!$F$21*C1181","v":16.403264222198288},{"$f":"Input!$F$21*D1181","v":17.173255491563186},18.890581040719507]
[null,1172,1.7243254697869089E-4,1.7173255491563185E-4,8.6216273489345436,8.5847688682066696,9.4432457550273377,43.10813674467272,42.923844341033352,47.216228775136692,86.21627348934544,85.847688682066703,94.432457550273384,{"$f":"Input!$F$21*C1182","v":17.243254697869087},{"$f":"Input!$F$21*D1182","v":17.173255491563186},18.890581040719507]
[null,1173,1.7453252316786783E-4,1.7173255491563185E-4,8.7266261583933922,8.5847688682066696,9.4432457550273377,43.633130791966956,42.923844341033352,47.216228775136692,87.266261583933911,85.847688682066703,94.432457550273384,{"$f":"Input!$F$21*C1183","v":17.453252316786784},{"$f":"Input!$F$21*D1183","v":17.173255491563186},18.890581040719507]
[null,1174,1.8083245173539881E-4,1.7173255491563185E-4,9.0416225867699396,8.5847688682066696,9.4432457550273377,45.208112933849705,42.923844341033352,47.216228775136692,90.41622586769941,85.847688682066703,94.432457550273384,{"$f":"Input!$F$21*C1184","v":18.083245173539879},{"$f":"Input!$F$21*D1184","v":17.173255491563186},18.890581040719507]
[null,1175,1.8293242792457581E-4,1.7173255491563185E-4,9.1466213962287899,8.5847688682066696,9.4432457550273377,45.733106981143955,42.923844341033352,47.216228775136692,91.46621396228791,85.847688682066703,94.432457550273384,{"$f":"Input!$F$21*C1185","v":18.29324279245758},{"$f":"Input!$F$21*D1185","v":17.173255491563186},18.890581040719507]
[null,1176,1.7873247554622181E-4,1.7103256285257284E-4,8.936623777311091,8.5497768419487894,9.4047545261436696,44.683118886555455,42.748884209743949,47.023772630718348,89.36623777311091,85.497768419487898,94.047545261436696,{"$f":"Input!$F$21*C1186","v":17.873247554622182},{"$f":"Input!$F$21*D1186","v":17.103256285257284},18.813581913783015]
[null,1177,1.7453252316786783E-4,1.7103256285257284E-4,8.7266261583933922,8.5497768419487894,9.4047545261436696,43.633130791966956,42.748884209743949,47.023772630718348,87.266261583933911,85.497768419487898,94.047545261436696,{"$f":"Input!$F$21*C1187","v":17.453252316786784},{"$f":"Input!$F$21*D1187","v":17.103256285257284},18.813581913783015]
[null,1178,1.7453252316786783E-4,1.7103256285257284E-4,8.7266261583933922,8.5497768419487894,9.4047545261436696,43.633130791966956,42.748884209743949,47.023772630718348,87.266261583933911,85.497768419487898,94.047545261436696,{"$f":"Input!$F$21*C1188","v":17.453252316786784},{"$f":"Input!$F$21*D1188","v":17.103256285257284},18.813581913783015]
[null,1179,1.7733249142010382E-4,1.7103256285257284E-4,8.8666245710051914,8.5497768419487894,9.4047545261436696,44.333122855025955,42.748884209743949,47.023772630718348,88.666245710051911,85.497768419487898,94.047545261436696,{"$f":"Input!$F$21*C1189","v":17.733249142010383},{"$f":"Input!$F$21*D1189","v":17.103256285257284},18.813581913783015]
[null,1180,1.7873247554622181E-4,1.7103256285257284E-4,8.936623777311091,8.5497768419487894,9.4047545261436696,44.683118886555455,42.748884209743949,47.023772630718348,89.36623777311091,85.497768419487898,94.047545261436696,{"$f":"Input!$F$21*C1190","v":17.873247554622182},{"$f":"Input!$F$21*D1190","v":17.103256285257284},18.813581913783015]
[null,1181,1.8083245173539881E-4,1.7103256285257284E-4,9.0416225867699396,8.5497768419487894,9.4047545261436696,45.208112933849705,42.748884209743949,47.023772630718348,90.41622586769941,85.497768419487898,94.047545261436696,{"$f":"Input!$F$21*C1191","v":18.083245173539879},{"$f":"Input!$F$21*D1191","v":17.103256285257284},18.813581913783015]
[null,1182,1.8293242792457581E-4,1.7103256285257284E-4,9.1466213962287899,8.5497768419487894,9.4047545261436696,45.733106981143955,42.748884209743949,47.023772630718348,91.46621396228791,85.497768419487898,94.047545261436696,{"$f":"Input!$F$21*C1192","v":18.29324279245758},{"$f":"Input!$F$21*D1192","v":17.103256285257284},18.813581913783015]
[null,1183,1.8573239617681176E-4,1.7103256285257284E-4,9.2866198088405874,8.5497768419487894,9.4047545261436696,46.43309904420294,42.748884209743949,47.023772630718348,92.866198088405881,85.497768419487898,94.047545261436696,{"$f":"Input!$F$21*C1193","v":18.573239617681175},{"$f":"Input!$F$21*D1193","v":17.103256285257284},18.813581913783015]
[null,1184,1.8433241205069377E-4,1.7103256285257284E-4,9.2166206025346895,8.5497768419487894,9.4047545261436696,46.08310301267344,42.748884209743949,47.023772630718348,92.166206025346881,85.497768419487898,94.047545261436696,{"$f":"Input!$F$21*C1194","v":18.433241205069379},{"$f":"Input!$F$21*D1194","v":17.103256285257284},18.813581913783015]
[null,1185,1.7943246760928082E-4,1.7103256285257284E-4,8.9716233804640417,8.5497768419487894,9.4047545261436696,44.858116902320205,42.748884209743949,47.023772630718348,89.71623380464041,85.497768419487898,94.047545261436696,{"$f":"Input!$F$21*C1195","v":17.943246760928083},{"$f":"Input!$F$21*D1195","v":17.103256285257284},18.813581913783015]
[null,1186,1.7103256285257284E-4,1.7103256285257284E-4,8.5516281426286422,8.5497768419487894,9.4047545261436696,42.758140713143213,42.748884209743949,47.023772630718348,85.516281426286426,85.497768419487898,94.047545261436696,{"$f":"Input!$F$21*C1196","v":17.103256285257284},{"$f":"Input!$F$21*D1196","v":17.103256285257284},18.813581913783015]
[null,1187,1.6333265015892391E-4,1.7103256285257284E-4,8.1666325079461952,8.5497768419487894,9.4047545261436696,40.833162539730978,42.748884209743949,47.023772630718348,81.666325079461956,85.497768419487898,94.047545261436696,{"$f":"Input!$F$21*C1197","v":16.33326501589239},{"$f":"Input!$F$21*D1197","v":17.103256285257284},18.813581913783015]
[null,1188,1.5283276921303896E-4,1.7103256285257284E-4,7.6416384606519481,8.5497768419487894,9.4047545261436696,38.208192303259736,42.748884209743949,47.023772630718348,76.416384606519472,85.497768419487898,94.047545261436696,{"$f":"Input!$F$21*C1198","v":15.283276921303896},{"$f":"Input!$F$21*D1198","v":17.103256285257284},18.813581913783015]
[null,1189,1.4513285651938999E-4,1.7103256285257284E-4,7.2566428259694993,8.5497768419487894,9.4047545261436696,36.283214129847501,42.748884209743949,47.023772630718348,72.566428259695002,85.497768419487898,94.047545261436696,{"$f":"Input!$F$21*C1199","v":14.513285651938999},{"$f":"Input!$F$21*D1199","v":17.103256285257284},18.813581913783015]
[null,1190,1.3743294382574105E-4,1.7103256285257284E-4,6.8716471912870523,8.5497768419487894,9.4047545261436696,34.358235956435266,42.748884209743949,47.023772630718348,68.716471912870531,85.497768419487898,94.047545261436696,{"$f":"Input!$F$21*C1200","v":13.743294382574105},{"$f":"Input!$F$21*D1200","v":17.103256285257284},18.813581913783015]
[null,1191,1.283330470059741E-4,1.7103256285257284E-4,6.4166523502987047,8.5497768419487894,9.4047545261436696,32.083261751493524,42.748884209743949,47.023772630718348,64.166523502987047,85.497768419487898,94.047545261436696,{"$f":"Input!$F$21*C1201","v":12.833304700597409},{"$f":"Input!$F$21*D1201","v":17.103256285257284},18.813581913783015]
[null,1192,1.2343310256456111E-4,1.7103256285257284E-4,6.1716551282280561,8.5497768419487894,9.4047545261436696,30.858275641140278,42.748884209743949,47.023772630718348,61.716551282280555,85.497768419487898,94.047545261436696,{"$f":"Input!$F$21*C1202","v":12.343310256456112},{"$f":"Input!$F$21*D1202","v":17.103256285257284},18.813581913783015]
[null,1193,1.2483308669067911E-4,1.7103256285257284E-4,6.2416543345339557,8.5497768419487894,9.4047545261436696,31.208271672669778,42.748884209743949,47.023772630718348,62.416543345339555,85.497768419487898,94.047545261436696,{"$f":"Input!$F$21*C1203","v":12.483308669067911},{"$f":"Input!$F$21*D1203","v":17.103256285257284},18.813581913783015]
[null,1194,1.283330470059741E-4,1.7103256285257284E-4,6.4166523502987047,8.5497768419487894,9.4047545261436696,32.083261751493524,42.748884209743949,47.023772630718348,64.166523502987047,85.497768419487898,94.047545261436696,{"$f":"Input!$F$21*C1204","v":12.833304700597409},{"$f":"Input!$F$21*D1204","v":17.103256285257284},18.813581913783015]
[null,1195,1.3113301525821005E-4,1.7103256285257284E-4,6.5566507629105031,8.5497768419487894,9.4047545261436696,32.783253814552516,42.748884209743949,47.023772630718348,65.566507629105033,85.497768419487898,94.047545261436696,{"$f":"Input!$F$21*C1205","v":13.113301525821006},{"$f":"Input!$F$21*D1205","v":17.103256285257284},18.813581913783015]
[null,1196,1.3183300732126906E-4,1.7103256285257284E-4,6.5916503660634529,8.5497768419487894,9.4047545261436696,32.958251830317266,42.748884209743949,47.023772630718348,65.916503660634532,85.497768419487898,94.047545261436696,{"$f":"Input!$F$21*C1206","v":13.183300732126906},{"$f":"Input!$F$21*D1206","v":17.103256285257284},18.813581913783015]
[null,1197,1.325329993843281E-4,1.7103256285257284E-4,6.6266499692164045,8.5497768419487894,9.4047545261436696,33.133249846082023,42.748884209743949,47.023772630718348,66.266499692164047,85.497768419487898,94.047545261436696,{"$f":"Input!$F$21*C1207","v":13.253299938432809},{"$f":"Input!$F$21*D1207","v":17.103256285257284},18.813581913783015]
[null,1198,1.3113301525821005E-4,1.7103256285257284E-4,6.5566507629105031,8.5497768419487894,9.4047545261436696,32.783253814552516,42.748884209743949,47.023772630718348,65.566507629105033,85.497768419487898,94.047545261436696,{"$f":"Input!$F$21*C1208","v":13.113301525821006},{"$f":"Input!$F$21*D1208","v":17.103256285257284},18.813581913783015]
[null,1199,1.2903303906903311E-4,1.7103256285257284E-4,6.4516519534516554,8.5497768419487894,9.4047545261436696,32.258259767258274,42.748884209743949,47.023772630718348,64.516519534516547,85.497768419487898,94.047545261436696,{"$f":"Input!$F$21*C1209","v":12.903303906903311},{"$f":"Input!$F$21*D1209","v":17.103256285257284},18.813581913783015]
[null,1200,1.283330470059741E-4,1.7103256285257284E-4,6.4166523502987047,8.5497768419487894,9.4047545261436696,32.083261751493524,42.748884209743949,47.023772630718348,64.166523502987047,85.497768419487898,94.047545261436696,{"$f":"Input!$F$21*C1210","v":12.833304700597409},{"$f":"Input!$F$21*D1210","v":17.103256285257284},18.813581913783015]
[null,1201,1.2903303906903311E-4,1.7103256285257284E-4,6.4516519534516554,8.5497768419487894,9.4047545261436696,32.258259767258274,42.748884209743949,47.023772630718348,64.516519534516547,85.497768419487898,94.047545261436696,{"$f":"Input!$F$21*C1211","v":12.903303906903311},{"$f":"Input!$F$21*D1211","v":17.103256285257284},18.813581913783015]
[null,1202,1.2973303113209209E-4,1.7103256285257284E-4,6.4866515566046044,8.5497768419487894,9.4047545261436696,32.433257783023024,42.748884209743949,47.023772630718348,64.866515566046047,85.497768419487898,94.047545261436696,{"$f":"Input!$F$21*C1212","v":12.973303113209209},{"$f":"Input!$F$21*D1212","v":17.103256285257284},18.813581913783015]
[null,1203,1.2903303906903311E-4,1.7103256285257284E-4,6.4516519534516554,8.5497768419487894,9.4047545261436696,32.258259767258274,42.748884209743949,47.023772630718348,64.516519534516547,85.497768419487898,94.047545261436696,{"$f":"Input!$F$21*C1213","v":12.903303906903311},{"$f":"Input!$F$21*D1213","v":17.103256285257284},18.813581913783015]
[null,1204,1.304330231951511E-4,1.7103256285257284E-4,6.521651159757555,8.5497768419487894,9.4047545261436696,32.608255798787773,42.748884209743949,47.023772630718348,65.216511597575547,85.497768419487898,94.047545261436696,{"$f":"Input!$F$21*C1214","v":13.04330231951511},{"$f":"Input!$F$21*D1214","v":17.103256285257284},18.813581913783015]
[null,1205,1.3113301525821005E-4,1.7103256285257284E-4,6.5566507629105031,8.5497768419487894,9.4047545261436696,32.783253814552516,42.748884209743949,47.023772630718348,65.566507629105033,85.497768419487898,94.047545261436696,{"$f":"Input!$F$21*C1215","v":13.113301525821006},{"$f":"Input!$F$21*D1215","v":17.103256285257284},18.813581913783015]
[null,1206,1.304330231951511E-4,1.7103256285257284E-4,6.521651159757555,8.5497768419487894,9.4047545261436696,32.608255798787773,42.748884209743949,47.023772630718348,65.216511597575547,85.497768419487898,94.047545261436696,{"$f":"Input!$F$21*C1216","v":13.04330231951511},{"$f":"Input!$F$21*D1216","v":17.103256285257284},18.813581913783015]
[null,1207,1.3183300732126906E-4,1.7103256285257284E-4,6.5916503660634529,8.5497768419487894,9.4047545261436696,32.958251830317266,42.748884209743949,47.023772630718348,65.916503660634532,85.497768419487898,94.047545261436696,{"$f":"Input!$F$21*C1217","v":13.183300732126906},{"$f":"Input!$F$21*D1217","v":17.103256285257284},18.813581913783015]
[null,1208,1.325329993843281E-4,1.7103256285257284E-4,6.6266499692164045,8.5497768419487894,9.4047545261436696,33.133249846082023,42.748884209743949,47.023772630718348,66.266499692164047,85.497768419487898,94.047545261436696,{"$f":"Input!$F$21*C1218","v":13.253299938432809},{"$f":"Input!$F$21*D1218","v":17.103256285257284},18.813581913783015]
[null,1209,1.3183300732126906E-4,1.7033257078951389E-4,6.5916503660634529,8.5147848156909109,9.3662632972600033,32.958251830317266,42.573924078454553,46.831316486300011,65.916503660634532,85.147848156909106,93.662632972600022,{"$f":"Input!$F$21*C1219","v":13.183300732126906},{"$f":"Input!$F$21*D1219","v":17.03325707895139},18.73658278684653]
[null,1210,1.2903303906903311E-4,1.7033257078951389E-4,6.4516519534516554,8.5147848156909109,9.3662632972600033,32.258259767258274,42.573924078454553,46.831316486300011,64.516519534516547,85.147848156909106,93.662632972600022,{"$f":"Input!$F$21*C1220","v":12.903303906903311},{"$f":"Input!$F$21*D1220","v":17.03325707895139},18.73658278684653]
[null,1211,1.2693306287985611E-4,1.7033257078951389E-4,6.3466531439928051,8.5147848156909109,9.3662632972600033,31.733265719964027,42.573924078454553,46.831316486300011,63.466531439928055,85.147848156909106,93.662632972600022,{"$f":"Input!$F$21*C1221","v":12.69330628798561},{"$f":"Input!$F$21*D1221","v":17.03325707895139},18.73658278684653]
[null,1212,1.2273311050150213E-4,1.7033257078951389E-4,6.1366555250751063,8.5147848156909109,9.3662632972600033,30.683277625375535,42.573924078454553,46.831316486300011,61.36655525075107,85.147848156909106,93.662632972600022,{"$f":"Input!$F$21*C1222","v":12.273311050150213},{"$f":"Input!$F$21*D1222","v":17.03325707895139},18.73658278684653]
[null,1213,1.1853315812314815E-4,1.7033257078951389E-4,5.9266579061574074,8.5147848156909109,9.3662632972600033,29.633289530787035,42.573924078454553,46.831316486300011,59.26657906157407,85.147848156909106,93.662632972600022,{"$f":"Input!$F$21*C1223","v":11.853315812314815},{"$f":"Input!$F$21*D1223","v":17.03325707895139},18.73658278684653]
[null,1214,1.2063313431232515E-4,1.7033257078951389E-4,6.0316567156162577,8.5147848156909109,9.3662632972600033,30.158283578081285,42.573924078454553,46.831316486300011,60.31656715616257,85.147848156909106,93.662632972600022,{"$f":"Input!$F$21*C1224","v":12.063313431232515},{"$f":"Input!$F$21*D1224","v":17.03325707895139},18.73658278684653]
[null,1215,1.241330946276201E-4,1.7033257078951389E-4,6.206654731381005,8.5147848156909109,9.3662632972600033,31.033273656905024,42.573924078454553,46.831316486300011,62.066547313810048,85.147848156909106,93.662632972600022,{"$f":"Input!$F$21*C1225","v":12.41330946276201},{"$f":"Input!$F$21*D1225","v":17.03325707895139},18.73658278684653]
[null,1216,1.2483308669067911E-4,1.7033257078951389E-4,6.2416543345339557,8.5147848156909109,9.3662632972600033,31.208271672669778,42.573924078454553,46.831316486300011,62.416543345339555,85.147848156909106,93.662632972600022,{"$f":"Input!$F$21*C1226","v":12.483308669067911},{"$f":"Input!$F$21*D1226","v":17.03325707895139},18.73658278684653]
[null,1217,1.262330708167971E-4,1.7033257078951389E-4,{"$f":"$E$9*C1227","v":6.3116535408398544},8.5147848156909109,{"$f":"F1227*1.1","v":9.3662632972600033},{"$f":"$H$9*C1227","v":31.558267704199274},42.573924078454553,{"$f":"I1227*1.1","v":46.831316486300011},{"$f":"$K$9*C1227","v":63.116535408398548},85.147848156909106,{"$f":"L1227*1.1","v":93.662632972600022},{"$f":"Input!$F$21*C1227","v":12.623307081679709},{"$f":"Input!$F$21*D1227","v":17.03325707895139},18.73658278684653]
[null,1218,1.283330470059741E-4,1.7033257078951389E-4,6.4166523502987047,8.5147848156909109,9.3662632972600033,32.083261751493524,42.573924078454553,46.831316486300011,64.166523502987047,85.147848156909106,93.662632972600022,{"$f":"Input!$F$21*C1228","v":12.833304700597409},{"$f":"Input!$F$21*D1228","v":17.03325707895139},{"$f":"O1228*1.1","v":18.73658278684653}]
[null,1219,1.2903303906903311E-4,1.7033257078951389E-4,6.4516519534516554,8.5147848156909109,9.3662632972600033,32.258259767258274,42.573924078454553,46.831316486300011,64.516519534516547,85.147848156909106,93.662632972600022,{"$f":"Input!$F$21*C1229","v":12.903303906903311},{"$f":"Input!$F$21*D1229","v":17.03325707895139},18.73658278684653]
[null,1220,1.2973303113209209E-4,1.7033257078951389E-4,6.4866515566046044,8.5147848156909109,9.3662632972600033,32.433257783023024,42.573924078454553,46.831316486300011,64.866515566046047,85.147848156909106,93.662632972600022,{"$f":"Input!$F$21*C1230","v":12.973303113209209},{"$f":"Input!$F$21*D1230","v":17.03325707895139},18.73658278684653]
[null,1221,1.3323299144738705E-4,1.7033257078951389E-4,6.6616495723693525,8.5147848156909109,9.3662632972600033,33.308247861846766,42.573924078454553,46.831316486300011,66.616495723693532,85.147848156909106,93.662632972600022,{"$f":"Input!$F$21*C1231","v":13.323299144738705},{"$f":"Input!$F$21*D1231","v":17.03325707895139},18.73658278684653]
[null,1222,1.3533296763656405E-4,1.7033257078951389E-4,6.7666483818282028,8.5147848156909109,9.3662632972600033,33.833241909141016,42.573924078454553,46.831316486300011,67.666483818282032,85.147848156909106,93.662632972600022,{"$f":"Input!$F$21*C1232","v":13.533296763656406},{"$f":"Input!$F$21*D1232","v":17.03325707895139},18.73658278684653]
[null,1223,1.3743294382574105E-4,1.7033257078951389E-4,6.8716471912870523,8.5147848156909109,9.3662632972600033,34.358235956435266,42.573924078454553,46.831316486300011,68.716471912870531,85.147848156909106,93.662632972600022,{"$f":"Input!$F$21*C1233","v":13.743294382574105},{"$f":"Input!$F$21*D1233","v":17.03325707895139},18.73658278684653]
[null,1224,1.4093290414103602E-4,1.7033257078951389E-4,7.0466452070518013,8.5147848156909109,9.3662632972600033,35.233226035259001,42.573924078454553,46.831316486300011,70.466452070518002,85.147848156909106,93.662632972600022,{"$f":"Input!$F$21*C1234","v":14.093290414103603},{"$f":"Input!$F$21*D1234","v":17.03325707895139},18.73658278684653]
[null,1225,1.3743294382574105E-4,1.7033257078951389E-4,6.8716471912870523,8.5147848156909109,9.3662632972600033,34.358235956435266,42.573924078454553,46.831316486300011,68.716471912870531,85.147848156909106,93.662632972600022,{"$f":"Input!$F$21*C1235","v":13.743294382574105},{"$f":"Input!$F$21*D1235","v":17.03325707895139},18.73658278684653]
[null,1226,1.3533296763656405E-4,1.7033257078951389E-4,6.7666483818282028,8.5147848156909109,9.3662632972600033,33.833241909141016,42.573924078454553,46.831316486300011,67.666483818282032,85.147848156909106,93.662632972600022,{"$f":"Input!$F$21*C1236","v":13.533296763656406},{"$f":"Input!$F$21*D1236","v":17.03325707895139},18.73658278684653]
[null,1227,1.3323299144738705E-4,1.7033257078951389E-4,6.6616495723693525,8.5147848156909109,9.3662632972600033,33.308247861846766,42.573924078454553,46.831316486300011,66.616495723693532,85.147848156909106,93.662632972600022,{"$f":"Input!$F$21*C1237","v":13.323299144738705},{"$f":"Input!$F$21*D1237","v":17.03325707895139},18.73658278684653]
[null,1228,1.3323299144738705E-4,1.7033257078951389E-4,6.6616495723693525,8.5147848156909109,9.3662632972600033,33.308247861846766,42.573924078454553,46.831316486300011,66.616495723693532,85.147848156909106,93.662632972600022,{"$f":"Input!$F$21*C1238","v":13.323299144738705},{"$f":"Input!$F$21*D1238","v":17.03325707895139},18.73658278684653]
[null,1229,1.3323299144738705E-4,1.7033257078951389E-4,6.6616495723693525,8.5147848156909109,9.3662632972600033,33.308247861846766,42.573924078454553,46.831316486300011,66.616495723693532,85.147848156909106,93.662632972600022,{"$f":"Input!$F$21*C1239","v":13.323299144738705},{"$f":"Input!$F$21*D1239","v":17.03325707895139},18.73658278684653]
[null,1230,1.325329993843281E-4,1.7033257078951389E-4,6.6266499692164045,8.5147848156909109,9.3662632972600033,33.133249846082023,42.573924078454553,46.831316486300011,66.266499692164047,85.147848156909106,93.662632972600022,{"$f":"Input!$F$21*C1240","v":13.253299938432809},{"$f":"Input!$F$21*D1240","v":17.03325707895139},18.73658278684653]
[null,1231,1.325329993843281E-4,1.7033257078951389E-4,6.6266499692164045,8.5147848156909109,9.3662632972600033,33.133249846082023,42.573924078454553,46.831316486300011,66.266499692164047,85.147848156909106,93.662632972600022,{"$f":"Input!$F$21*C1241","v":13.253299938432809},{"$f":"Input!$F$21*D1241","v":17.03325707895139},18.73658278684653]
[null,1232,1.2903303906903311E-4,1.7033257078951389E-4,6.4516519534516554,8.5147848156909109,9.3662632972600033,32.258259767258274,42.573924078454553,46.831316486300011,64.516519534516547,85.147848156909106,93.662632972600022,{"$f":"Input!$F$21*C1242","v":12.903303906903311},{"$f":"Input!$F$21*D1242","v":17.03325707895139},18.73658278684653]
[null,1233,1.283330470059741E-4,1.7033257078951389E-4,6.4166523502987047,8.5147848156909109,9.3662632972600033,32.083261751493524,42.573924078454553,46.831316486300011,64.166523502987047,85.147848156909106,93.662632972600022,{"$f":"Input!$F$21*C1243","v":12.833304700597409},{"$f":"Input!$F$21*D1243","v":17.03325707895139},18.73658278684653]
[null,1234,1.2763305494291509E-4,1.7033257078951389E-4,6.381652747145754,8.5147848156909109,9.3662632972600033,31.908263735728774,42.573924078454553,46.831316486300011,63.816527471457547,85.147848156909106,93.662632972600022,{"$f":"Input!$F$21*C1244","v":12.763305494291508},{"$f":"Input!$F$21*D1244","v":17.03325707895139},18.73658278684653]
[null,1235,1.2483308669067911E-4,1.6963257872645488E-4,6.2416543345339557,8.4797927894330307,9.3277720683763352,31.208271672669778,42.398963947165157,46.638860341881674,62.416543345339555,84.797927894330314,93.277720683763349,{"$f":"Input!$F$21*C1245","v":12.483308669067911},{"$f":"Input!$F$21*D1245","v":16.963257872645489},18.659583659910041]
[null,1236,1.2063313431232515E-4,1.6963257872645488E-4,6.0316567156162577,8.4797927894330307,9.3277720683763352,30.158283578081285,42.398963947165157,46.638860341881674,60.31656715616257,84.797927894330314,93.277720683763349,{"$f":"Input!$F$21*C1246","v":12.063313431232515},{"$f":"Input!$F$21*D1246","v":16.963257872645489},18.659583659910041]
[null,1237,1.2203311843844312E-4,1.6963257872645488E-4,6.1016559219221564,8.4797927894330307,9.3277720683763352,30.508279609610781,42.398963947165157,46.638860341881674,61.016559219221563,84.797927894330314,93.277720683763349,{"$f":"Input!$F$21*C1247","v":12.203311843844313},{"$f":"Input!$F$21*D1247","v":16.963257872645489},18.659583659910041]
[null,1238,1.1993314224926614E-4,1.6963257872645488E-4,5.996657112463307,8.4797927894330307,9.3277720683763352,29.983285562316535,42.398963947165157,46.638860341881674,59.96657112463307,84.797927894330314,93.277720683763349,{"$f":"Input!$F$21*C1248","v":11.993314224926614},{"$f":"Input!$F$21*D1248","v":16.963257872645489},18.659583659910041]
[null,1239,1.1923315018620715E-4,1.6963257872645488E-4,5.9616575093103581,8.4797927894330307,9.3277720683763352,29.808287546551789,42.398963947165157,46.638860341881674,59.616575093103577,84.797927894330314,93.277720683763349,{"$f":"Input!$F$21*C1249","v":11.923315018620716},{"$f":"Input!$F$21*D1249","v":16.963257872645489},18.659583659910041]
[null,1240,1.1853315812314815E-4,1.6963257872645488E-4,5.9266579061574074,8.4797927894330307,9.3277720683763352,29.633289530787035,42.398963947165157,46.638860341881674,59.26657906157407,84.797927894330314,93.277720683763349,{"$f":"Input!$F$21*C1250","v":11.853315812314815},{"$f":"Input!$F$21*D1250","v":16.963257872645489},18.659583659910041]
[null,1241,1.241330946276201E-4,1.6963257872645488E-4,6.206654731381005,8.4797927894330307,9.3277720683763352,31.033273656905024,42.398963947165157,46.638860341881674,62.066547313810048,84.797927894330314,93.277720683763349,{"$f":"Input!$F$21*C1251","v":12.41330946276201},{"$f":"Input!$F$21*D1251","v":16.963257872645489},18.659583659910041]
[null,1242,1.2973303113209209E-4,1.6963257872645488E-4,6.4866515566046044,8.4797927894330307,9.3277720683763352,32.433257783023024,42.398963947165157,46.638860341881674,64.866515566046047,84.797927894330314,93.277720683763349,{"$f":"Input!$F$21*C1252","v":12.973303113209209},{"$f":"Input!$F$21*D1252","v":16.963257872645489},18.659583659910041]
[null,1243,1.325329993843281E-4,1.6963257872645488E-4,6.6266499692164045,8.4797927894330307,9.3277720683763352,33.133249846082023,42.398963947165157,46.638860341881674,66.266499692164047,84.797927894330314,93.277720683763349,{"$f":"Input!$F$21*C1253","v":13.253299938432809},{"$f":"Input!$F$21*D1253","v":16.963257872645489},18.659583659910041]
[null,1244,1.325329993843281E-4,1.6963257872645488E-4,6.6266499692164045,8.4797927894330307,9.3277720683763352,33.133249846082023,42.398963947165157,46.638860341881674,66.266499692164047,84.797927894330314,93.277720683763349,{"$f":"Input!$F$21*C1254","v":13.253299938432809},{"$f":"Input!$F$21*D1254","v":16.963257872645489},18.659583659910041]
[null,1245,1.304330231951511E-4,1.6963257872645488E-4,6.521651159757555,8.4797927894330307,9.3277720683763352,32.608255798787773,42.398963947165157,46.638860341881674,65.216511597575547,84.797927894330314,93.277720683763349,{"$f":"Input!$F$21*C1255","v":13.04330231951511},{"$f":"Input!$F$21*D1255","v":16.963257872645489},18.659583659910041]
[null,1246,1.325329993843281E-4,1.6963257872645488E-4,6.6266499692164045,8.4797927894330307,9.3277720683763352,33.133249846082023,42.398963947165157,46.638860341881674,66.266499692164047,84.797927894330314,93.277720683763349,{"$f":"Input!$F$21*C1256","v":13.253299938432809},{"$f":"Input!$F$21*D1256","v":16.963257872645489},18.659583659910041]
[null,1247,1.3323299144738705E-4,1.6963257872645488E-4,6.6616495723693525,8.4797927894330307,9.3277720683763352,33.308247861846766,42.398963947165157,46.638860341881674,66.616495723693532,84.797927894330314,93.277720683763349,{"$f":"Input!$F$21*C1257","v":13.323299144738705},{"$f":"Input!$F$21*D1257","v":16.963257872645489},18.659583659910041]
[null,1248,1.3463297557350504E-4,1.6963257872645488E-4,6.7316487786752521,8.4797927894330307,9.3277720683763352,33.658243893376259,42.398963947165157,46.638860341881674,67.316487786752518,84.797927894330314,93.277720683763349,{"$f":"Input!$F$21*C1258","v":13.463297557350504},{"$f":"Input!$F$21*D1258","v":16.963257872645489},18.659583659910041]
[null,1249,1.3673295176268204E-4,1.6963257872645488E-4,6.8366475881341024,8.4797927894330307,9.3277720683763352,34.183237940670509,42.398963947165157,46.638860341881674,68.366475881341017,84.797927894330314,93.277720683763349,{"$f":"Input!$F$21*C1259","v":13.673295176268205},{"$f":"Input!$F$21*D1259","v":16.963257872645489},18.659583659910041]
[null,1250,1.3883292795185905E-4,1.6963257872645488E-4,6.9416463975929519,8.4797927894330307,9.3277720683763352,34.708231987964759,42.398963947165157,46.638860341881674,69.416463975929517,84.797927894330314,93.277720683763349,{"$f":"Input!$F$21*C1260","v":13.883292795185904},{"$f":"Input!$F$21*D1260","v":16.963257872645489},18.659583659910041]
[null,1251,1.3463297557350504E-4,1.6963257872645488E-4,6.7316487786752521,8.4797927894330307,9.3277720683763352,33.658243893376259,42.398963947165157,46.638860341881674,67.316487786752518,84.797927894330314,93.277720683763349,{"$f":"Input!$F$21*C1261","v":13.463297557350504},{"$f":"Input!$F$21*D1261","v":16.963257872645489},18.659583659910041]
[null,1252,1.3393298351044606E-4,1.6963257872645488E-4,6.6966491755223032,8.4797927894330307,9.3277720683763352,33.483245877611516,42.398963947165157,46.638860341881674,66.966491755223032,84.797927894330314,93.277720683763349,{"$f":"Input!$F$21*C1262","v":13.393298351044606},{"$f":"Input!$F$21*D1262","v":16.963257872645489},18.659583659910041]
[null,1253,1.3393298351044606E-4,1.6963257872645488E-4,6.6966491755223032,8.4797927894330307,9.3277720683763352,33.483245877611516,42.398963947165157,46.638860341881674,66.966491755223032,84.797927894330314,93.277720683763349,{"$f":"Input!$F$21*C1263","v":13.393298351044606},{"$f":"Input!$F$21*D1263","v":16.963257872645489},18.659583659910041]
[null,1254,1.3603295969962304E-4,1.6963257872645488E-4,6.8016479849811518,8.4797927894330307,9.3277720683763352,34.008239924905759,42.398963947165157,46.638860341881674,68.016479849811518,84.797927894330314,93.277720683763349,{"$f":"Input!$F$21*C1264","v":13.603295969962304},{"$f":"Input!$F$21*D1264","v":16.963257872645489},18.659583659910041]
[null,1255,1.3463297557350504E-4,1.6963257872645488E-4,6.7316487786752521,8.4797927894330307,9.3277720683763352,33.658243893376259,42.398963947165157,46.638860341881674,67.316487786752518,84.797927894330314,93.277720683763349,{"$f":"Input!$F$21*C1265","v":13.463297557350504},{"$f":"Input!$F$21*D1265","v":16.963257872645489},18.659583659910041]
[null,1256,1.3393298351044606E-4,1.6963257872645488E-4,6.6966491755223032,8.4797927894330307,9.3277720683763352,33.483245877611516,42.398963947165157,46.638860341881674,66.966491755223032,84.797927894330314,93.277720683763349,{"$f":"Input!$F$21*C1266","v":13.393298351044606},{"$f":"Input!$F$21*D1266","v":16.963257872645489},18.659583659910041]
[null,1257,1.325329993843281E-4,1.6963257872645488E-4,6.6266499692164045,8.4797927894330307,9.3277720683763352,33.133249846082023,42.398963947165157,46.638860341881674,66.266499692164047,84.797927894330314,93.277720683763349,{"$f":"Input!$F$21*C1267","v":13.253299938432809},{"$f":"Input!$F$21*D1267","v":16.963257872645489},18.659583659910041]
[null,1258,1.2903303906903311E-4,1.6963257872645488E-4,6.4516519534516554,8.4797927894330307,9.3277720683763352,32.258259767258274,42.398963947165157,46.638860341881674,64.516519534516547,84.797927894330314,93.277720683763349,{"$f":"Input!$F$21*C1268","v":12.903303906903311},{"$f":"Input!$F$21*D1268","v":16.963257872645489},18.659583659910041]
[null,1259,1.2203311843844312E-4,1.6963257872645488E-4,6.1016559219221564,8.4797927894330307,9.3277720683763352,30.508279609610781,42.398963947165157,46.638860341881674,61.016559219221563,84.797927894330314,93.277720683763349,{"$f":"Input!$F$21*C1269","v":12.203311843844313},{"$f":"Input!$F$21*D1269","v":16.963257872645489},18.659583659910041]
[null,1260,1.2203311843844312E-4,1.6963257872645488E-4,6.1016559219221564,8.4797927894330307,9.3277720683763352,30.508279609610781,42.398963947165157,46.638860341881674,61.016559219221563,84.797927894330314,93.277720683763349,{"$f":"Input!$F$21*C1270","v":12.203311843844313},{"$f":"Input!$F$21*D1270","v":16.963257872645489},18.659583659910041]
[null,1261,1.1993314224926614E-4,1.6963257872645488E-4,5.996657112463307,8.4797927894330307,9.3277720683763352,29.983285562316535,42.398963947165157,46.638860341881674,59.96657112463307,84.797927894330314,93.277720683763349,{"$f":"Input!$F$21*C1271","v":11.993314224926614},{"$f":"Input!$F$21*D1271","v":16.963257872645489},18.659583659910041]
[null,1262,1.1993314224926614E-4,1.6963257872645488E-4,5.996657112463307,8.4797927894330307,9.3277720683763352,29.983285562316535,42.398963947165157,46.638860341881674,59.96657112463307,84.797927894330314,93.277720683763349,{"$f":"Input!$F$21*C1272","v":11.993314224926614},{"$f":"Input!$F$21*D1272","v":16.963257872645489},18.659583659910041]
[null,1263,1.2133312637538414E-4,1.6963257872645488E-4,6.0666563187692066,8.4797927894330307,9.3277720683763352,30.333281593846035,42.398963947165157,46.638860341881674,60.66656318769207,84.797927894330314,93.277720683763349,{"$f":"Input!$F$21*C1273","v":12.133312637538413},{"$f":"Input!$F$21*D1273","v":16.963257872645489},18.659583659910041]
[null,1264,1.2203311843844312E-4,1.6963257872645488E-4,6.1016559219221564,8.4797927894330307,9.3277720683763352,30.508279609610781,42.398963947165157,46.638860341881674,61.016559219221563,84.797927894330314,93.277720683763349,{"$f":"Input!$F$21*C1274","v":12.203311843844313},{"$f":"Input!$F$21*D1274","v":16.963257872645489},18.659583659910041]
[null,1265,1.2553307875373812E-4,1.6963257872645488E-4,6.2766539376869055,8.4797927894330307,9.3277720683763352,31.383269688434527,42.398963947165157,46.638860341881674,62.766539376869055,84.797927894330314,93.277720683763349,{"$f":"Input!$F$21*C1275","v":12.553307875373811},{"$f":"Input!$F$21*D1275","v":16.963257872645489},18.659583659910041]
[null,1266,1.3463297557350504E-4,1.6963257872645488E-4,6.7316487786752521,8.4797927894330307,9.3277720683763352,33.658243893376259,42.398963947165157,46.638860341881674,67.316487786752518,84.797927894330314,93.277720683763349,{"$f":"Input!$F$21*C1276","v":13.463297557350504},{"$f":"Input!$F$21*D1276","v":16.963257872645489},18.659583659910041]
[null,1267,1.4723283270856699E-4,1.6963257872645488E-4,7.3616416354283496,8.4797927894330307,9.3277720683763352,36.808208177141751,42.398963947165157,46.638860341881674,73.616416354283501,84.797927894330314,93.277720683763349,{"$f":"Input!$F$21*C1277","v":14.723283270856699},{"$f":"Input!$F$21*D1277","v":16.963257872645489},18.659583659910041]
[null,1268,1.5213277714997998E-4,1.6963257872645488E-4,7.6066388574989992,8.4797927894330307,9.3277720683763352,38.033194287494993,42.398963947165157,46.638860341881674,76.066388574989986,84.797927894330314,93.277720683763349,{"$f":"Input!$F$21*C1278","v":15.213277714997998},{"$f":"Input!$F$21*D1278","v":16.963257872645489},18.659583659910041]
[null,1269,1.5983268984362891E-4,1.6963257872645488E-4,7.9916344921814453,8.4797927894330307,9.3277720683763352,39.958172460907228,42.398963947165157,46.638860341881674,79.916344921814456,84.797927894330314,93.277720683763349,{"$f":"Input!$F$21*C1279","v":15.983268984362891},{"$f":"Input!$F$21*D1279","v":16.963257872645489},18.659583659910041]
[null,1270,1.5983268984362891E-4,1.689325866633959E-4,7.9916344921814453,8.4448007631751523,9.2892808394926689,39.958172460907228,42.224003815875754,46.44640419746333,79.916344921814456,84.448007631751508,92.892808394926661,{"$f":"Input!$F$21*C1280","v":15.983268984362891},{"$f":"Input!$F$21*D1280","v":16.893258666339591},18.582584532973552]
[null,1271,1.591326977805699E-4,1.689325866633959E-4,7.9566348890284955,8.4448007631751523,9.2892808394926689,39.783174445142478,42.224003815875754,46.44640419746333,79.566348890284956,84.448007631751508,92.892808394926661,{"$f":"Input!$F$21*C1281","v":15.913269778056991},{"$f":"Input!$F$21*D1281","v":16.893258666339591},18.582584532973552]
[null,1272,1.626326580958649E-4,1.689325866633959E-4,8.1316329047932445,8.4448007631751523,9.2892808394926689,40.658164523966221,42.224003815875754,46.44640419746333,81.316329047932442,84.448007631751508,92.892808394926661,{"$f":"Input!$F$21*C1282","v":16.263265809586489},{"$f":"Input!$F$21*D1282","v":16.893258666339591},18.582584532973552]
[null,1273,1.605326819066879E-4,1.689325866633959E-4,8.0266340953343942,8.4448007631751523,9.2892808394926689,40.133170476671971,42.224003815875754,46.44640419746333,80.266340953343942,84.448007631751508,92.892808394926661,{"$f":"Input!$F$21*C1283","v":16.053268190668788},{"$f":"Input!$F$21*D1283","v":16.893258666339591},18.582584532973552]
[null,1274,1.591326977805699E-4,1.689325866633959E-4,7.9566348890284955,8.4448007631751523,9.2892808394926689,39.783174445142478,42.224003815875754,46.44640419746333,79.566348890284956,84.448007631751508,92.892808394926661,{"$f":"Input!$F$21*C1284","v":15.913269778056991},{"$f":"Input!$F$21*D1284","v":16.893258666339591},18.582584532973552]
[null,1275,1.591326977805699E-4,1.689325866633959E-4,7.9566348890284955,8.4448007631751523,9.2892808394926689,39.783174445142478,42.224003815875754,46.44640419746333,79.566348890284956,84.448007631751508,92.892808394926661,{"$f":"Input!$F$21*C1285","v":15.913269778056991},{"$f":"Input!$F$21*D1285","v":16.893258666339591},18.582584532973552]
[null,1276,1.5773271365445191E-4,1.689325866633959E-4,7.8866356827225959,8.4448007631751523,9.2892808394926689,39.433178413612978,42.224003815875754,46.44640419746333,78.866356827225957,84.448007631751508,92.892808394926661,{"$f":"Input!$F$21*C1286","v":15.773271365445192},{"$f":"Input!$F$21*D1286","v":16.893258666339591},18.582584532973552]
[null,1277,1.5843270571751092E-4,1.689325866633959E-4,7.9216352858755466,8.4448007631751523,9.2892808394926689,39.608176429377728,42.224003815875754,46.44640419746333,79.216352858755457,84.448007631751508,92.892808394926661,{"$f":"Input!$F$21*C1287","v":15.843270571751093},{"$f":"Input!$F$21*D1287","v":16.893258666339591},18.582584532973552]
[null,1278,1.591326977805699E-4,1.689325866633959E-4,7.9566348890284955,8.4448007631751523,9.2892808394926689,39.783174445142478,42.224003815875754,46.44640419746333,79.566348890284956,84.448007631751508,92.892808394926661,{"$f":"Input!$F$21*C1288","v":15.913269778056991},{"$f":"Input!$F$21*D1288","v":16.893258666339591},18.582584532973552]
[null,1279,1.591326977805699E-4,1.689325866633959E-4,7.9566348890284955,8.4448007631751523,9.2892808394926689,39.783174445142478,42.224003815875754,46.44640419746333,79.566348890284956,84.448007631751508,92.892808394926661,{"$f":"Input!$F$21*C1289","v":15.913269778056991},{"$f":"Input!$F$21*D1289","v":16.893258666339591},18.582584532973552]
[null,1280,1.5843270571751092E-4,1.689325866633959E-4,7.9216352858755466,8.4448007631751523,9.2892808394926689,39.608176429377728,42.224003815875754,46.44640419746333,79.216352858755457,84.448007631751508,92.892808394926661,{"$f":"Input!$F$21*C1290","v":15.843270571751093},{"$f":"Input!$F$21*D1290","v":16.893258666339591},18.582584532973552]
[null,1281,1.5563273746527491E-4,1.689325866633959E-4,{"$f":"$E$9*C1291","v":7.7816368732637455},8.4448007631751523,{"$f":"F1291*1.1","v":9.2892808394926689},{"$f":"$H$9*C1291","v":38.908184366318729},42.224003815875754,{"$f":"I1291*1.1","v":46.44640419746333},{"$f":"$K$9*C1291","v":77.816368732637457},84.448007631751508,{"$f":"L1291*1.1","v":92.892808394926661},{"$f":"Input!$F$21*C1291","v":15.563273746527491},{"$f":"Input!$F$21*D1291","v":16.893258666339591},18.582584532973552]
[null,1282,1.5283276921303896E-4,1.689325866633959E-4,7.6416384606519481,8.4448007631751523,9.2892808394926689,38.208192303259736,42.224003815875754,46.44640419746333,76.416384606519472,84.448007631751508,92.892808394926661,{"$f":"Input!$F$21*C1292","v":15.283276921303896},{"$f":"Input!$F$21*D1292","v":16.893258666339591},{"$f":"O1292*1.1","v":18.582584532973552}]
[null,1283,1.4793282477162597E-4,1.689325866633959E-4,7.3966412385812985,8.4448007631751523,9.2892808394926689,36.983206192906493,42.224003815875754,46.44640419746333,73.966412385812987,84.448007631751508,92.892808394926661,{"$f":"Input!$F$21*C1293","v":14.793282477162597},{"$f":"Input!$F$21*D1293","v":16.893258666339591},18.582584532973552]
[null,1284,1.4513285651938999E-4,1.689325866633959E-4,7.2566428259694993,8.4448007631751523,9.2892808394926689,36.283214129847501,42.224003815875754,46.44640419746333,72.566428259695002,84.448007631751508,92.892808394926661,{"$f":"Input!$F$21*C1294","v":14.513285651938999},{"$f":"Input!$F$21*D1294","v":16.893258666339591},18.582584532973552]
[null,1285,1.4583284858244903E-4,1.689325866633959E-4,7.2916424291224518,8.4448007631751523,9.2892808394926689,36.458212145612258,42.224003815875754,46.44640419746333,72.916424291224516,84.448007631751508,92.892808394926661,{"$f":"Input!$F$21*C1295","v":14.583284858244904},{"$f":"Input!$F$21*D1295","v":16.893258666339591},18.582584532973552]
[null,1286,1.4303288033021302E-4,1.689325866633959E-4,7.1516440165106507,8.4448007631751523,9.2892808394926689,35.758220082553258,42.224003815875754,46.44640419746333,71.516440165106516,84.448007631751508,92.892808394926661,{"$f":"Input!$F$21*C1296","v":14.303288033021301},{"$f":"Input!$F$21*D1296","v":16.893258666339591},18.582584532973552]
[null,1287,1.4093290414103602E-4,1.689325866633959E-4,7.0466452070518013,8.4448007631751523,9.2892808394926689,35.233226035259001,42.224003815875754,46.44640419746333,70.466452070518002,84.448007631751508,92.892808394926661,{"$f":"Input!$F$21*C1297","v":14.093290414103603},{"$f":"Input!$F$21*D1297","v":16.893258666339591},18.582584532973552]
[null,1288,1.4093290414103602E-4,1.689325866633959E-4,7.0466452070518013,8.4448007631751523,9.2892808394926689,35.233226035259001,42.224003815875754,46.44640419746333,70.466452070518002,84.448007631751508,92.892808394926661,{"$f":"Input!$F$21*C1298","v":14.093290414103603},{"$f":"Input!$F$21*D1298","v":16.893258666339591},18.582584532973552]
[null,1289,1.4303288033021302E-4,1.689325866633959E-4,7.1516440165106507,8.4448007631751523,9.2892808394926689,35.758220082553258,42.224003815875754,46.44640419746333,71.516440165106516,84.448007631751508,92.892808394926661,{"$f":"Input!$F$21*C1299","v":14.303288033021301},{"$f":"Input!$F$21*D1299","v":16.893258666339591},18.582584532973552]
[null,1290,1.4303288033021302E-4,1.689325866633959E-4,7.1516440165106507,8.4448007631751523,9.2892808394926689,35.758220082553258,42.224003815875754,46.44640419746333,71.516440165106516,84.448007631751508,92.892808394926661,{"$f":"Input!$F$21*C1300","v":14.303288033021301},{"$f":"Input!$F$21*D1300","v":16.893258666339591},18.582584532973552]
[null,1291,1.4373287239327203E-4,1.689325866633959E-4,7.1866436196636014,8.4448007631751523,9.2892808394926689,35.933218098318008,42.224003815875754,46.44640419746333,71.866436196636016,84.448007631751508,92.892808394926661,{"$f":"Input!$F$21*C1301","v":14.373287239327203},{"$f":"Input!$F$21*D1301","v":16.893258666339591},18.582584532973552]
[null,1292,1.4373287239327203E-4,1.689325866633959E-4,7.1866436196636014,8.4448007631751523,9.2892808394926689,35.933218098318008,42.224003815875754,46.44640419746333,71.866436196636016,84.448007631751508,92.892808394926661,{"$f":"Input!$F$21*C1302","v":14.373287239327203},{"$f":"Input!$F$21*D1302","v":16.893258666339591},18.582584532973552]
[null,1293,1.4373287239327203E-4,1.689325866633959E-4,7.1866436196636014,8.4448007631751523,9.2892808394926689,35.933218098318008,42.224003815875754,46.44640419746333,71.866436196636016,84.448007631751508,92.892808394926661,{"$f":"Input!$F$21*C1303","v":14.373287239327203},{"$f":"Input!$F$21*D1303","v":16.893258666339591},18.582584532973552]
[null,1294,1.4443286445633098E-4,1.689325866633959E-4,7.2216432228165495,8.4448007631751523,9.2892808394926689,36.108216114082744,42.224003815875754,46.44640419746333,72.216432228165488,84.448007631751508,92.892808394926661,{"$f":"Input!$F$21*C1304","v":14.443286445633099},{"$f":"Input!$F$21*D1304","v":16.893258666339591},18.582584532973552]
[null,1295,1.4443286445633098E-4,1.689325866633959E-4,7.2216432228165495,8.4448007631751523,9.2892808394926689,36.108216114082744,42.224003815875754,46.44640419746333,72.216432228165488,84.448007631751508,92.892808394926661,{"$f":"Input!$F$21*C1305","v":14.443286445633099},{"$f":"Input!$F$21*D1305","v":16.893258666339591},18.582584532973552]
[null,1296,1.4513285651938999E-4,1.689325866633959E-4,7.2566428259694993,8.4448007631751523,9.2892808394926689,36.283214129847501,42.224003815875754,46.44640419746333,72.566428259695002,84.448007631751508,92.892808394926661,{"$f":"Input!$F$21*C1306","v":14.513285651938999},{"$f":"Input!$F$21*D1306","v":16.893258666339591},18.582584532973552]
[null,1297,1.8713238030292976E-4,1.689325866633959E-4,9.356619015146487,8.4448007631751523,9.2892808394926689,46.78309507573244,42.224003815875754,46.44640419746333,93.56619015146488,84.448007631751508,92.892808394926661,{"$f":"Input!$F$21*C1307","v":18.713238030292974},{"$f":"Input!$F$21*D1307","v":16.893258666339591},18.582584532973552]
[null,1298,1.8993234855516577E-4,1.689325866633959E-4,9.496617427758288,8.4448007631751523,9.2892808394926689,47.48308713879144,42.224003815875754,46.44640419746333,94.96617427758288,84.448007631751508,92.892808394926661,{"$f":"Input!$F$21*C1308","v":18.993234855516576},{"$f":"Input!$F$21*D1308","v":16.893258666339591},18.582584532973552]
[null,1299,1.8783237236598876E-4,1.689325866633959E-4,9.3916186182994377,8.4448007631751523,9.2892808394926689,46.95809309149719,42.224003815875754,46.44640419746333,93.91618618299438,84.448007631751508,92.892808394926661,{"$f":"Input!$F$21*C1309","v":18.783237236598875},{"$f":"Input!$F$21*D1309","v":16.893258666339591},18.582584532973552]
[null,1300,1.8993234855516577E-4,1.689325866633959E-4,9.496617427758288,8.4448007631751523,9.2892808394926689,47.48308713879144,42.224003815875754,46.44640419746333,94.96617427758288,84.448007631751508,92.892808394926661,{"$f":"Input!$F$21*C1310","v":18.993234855516576},{"$f":"Input!$F$21*D1310","v":16.893258666339591},18.582584532973552]
[null,1301,1.9483229299657875E-4,1.689325866633959E-4,9.7416146498289375,8.4448007631751523,9.2892808394926689,48.708073249144689,42.224003815875754,46.44640419746333,97.416146498289379,84.448007631751508,92.892808394926661,{"$f":"Input!$F$21*C1311","v":19.483229299657875},{"$f":"Input!$F$21*D1311","v":16.893258666339591},18.582584532973552]
[null,1302,1.976322612488147E-4,1.689325866633959E-4,9.881613062440735,8.4448007631751523,9.2892808394926689,49.408065312203675,42.224003815875754,46.44640419746333,98.81613062440735,84.448007631751508,92.892808394926661,{"$f":"Input!$F$21*C1312","v":19.76322612488147},{"$f":"Input!$F$21*D1312","v":16.893258666339591},18.582584532973552]
[null,1303,1.9903224537493269E-4,1.689325866633959E-4,9.9516122687466346,8.4448007631751523,9.2892808394926689,49.758061343733175,42.224003815875754,46.44640419746333,99.51612268746635,84.448007631751508,92.892808394926661,{"$f":"Input!$F$21*C1313","v":19.903224537493269},{"$f":"Input!$F$21*D1313","v":16.893258666339591},18.582584532973552]
[null,1304,1.976322612488147E-4,1.689325866633959E-4,9.881613062440735,8.4448007631751523,9.2892808394926689,49.408065312203675,42.224003815875754,46.44640419746333,98.81613062440735,84.448007631751508,92.892808394926661,{"$f":"Input!$F$21*C1314","v":19.76322612488147},{"$f":"Input!$F$21*D1314","v":16.893258666339591},18.582584532973552]
[null,1305,1.8433241205069377E-4,1.689325866633959E-4,9.2166206025346895,8.4448007631751523,9.2892808394926689,46.08310301267344,42.224003815875754,46.44640419746333,92.166206025346881,84.448007631751508,92.892808394926661,{"$f":"Input!$F$21*C1315","v":18.433241205069379},{"$f":"Input!$F$21*D1315","v":16.893258666339591},18.582584532973552]
[null,1306,1.6403264222198289E-4,1.689325866633959E-4,8.2016321110991441,8.4448007631751523,9.2892808394926689,41.008160555495721,42.224003815875754,46.44640419746333,82.016321110991441,84.448007631751508,92.892808394926661,{"$f":"Input!$F$21*C1316","v":16.403264222198288},{"$f":"Input!$F$21*D1316","v":16.893258666339591},18.582584532973552]
[null,1307,1.6403264222198289E-4,1.6823259460033689E-4,8.2016321110991441,8.4098087369172703,9.2507896106089973,41.008160555495721,42.049043684586344,46.253948053044979,82.016321110991441,84.098087369172688,92.507896106089959,{"$f":"Input!$F$21*C1317","v":16.403264222198288},{"$f":"Input!$F$21*D1317","v":16.82325946003369},18.50558540603706]
[null,1308,1.5843270571751092E-4,1.6823259460033689E-4,7.9216352858755466,8.4098087369172703,9.2507896106089973,39.608176429377728,42.049043684586344,46.253948053044979,79.216352858755457,84.098087369172688,92.507896106089959,{"$f":"Input!$F$21*C1318","v":15.843270571751093},{"$f":"Input!$F$21*D1318","v":16.82325946003369},18.50558540603706]
[null,1309,1.5283276921303896E-4,1.6823259460033689E-4,7.6416384606519481,8.4098087369172703,9.2507896106089973,38.208192303259736,42.049043684586344,46.253948053044979,76.416384606519472,84.098087369172688,92.507896106089959,{"$f":"Input!$F$21*C1319","v":15.283276921303896},{"$f":"Input!$F$21*D1319","v":16.82325946003369},18.50558540603706]
[null,1310,1.5633272952833395E-4,1.6823259460033689E-4,7.8166364764166971,8.4098087369172703,9.2507896106089973,39.083182382083486,42.049043684586344,46.253948053044979,78.166364764166971,84.098087369172688,92.507896106089959,{"$f":"Input!$F$21*C1320","v":15.633272952833394},{"$f":"Input!$F$21*D1320","v":16.82325946003369},18.50558540603706]
[null,1311,1.6613261841115989E-4,1.6823259460033689E-4,8.3066309205579945,8.4098087369172703,9.2507896106089973,41.533154602789971,42.049043684586344,46.253948053044979,83.066309205579941,84.098087369172688,92.507896106089959,{"$f":"Input!$F$21*C1321","v":16.613261841115989},{"$f":"Input!$F$21*D1321","v":16.82325946003369},18.50558540603706]
[null,1312,1.6823259460033689E-4,1.6823259460033689E-4,8.4116297300168448,8.4098087369172703,9.2507896106089973,42.05814865008422,42.049043684586344,46.253948053044979,84.116297300168441,84.098087369172688,92.507896106089959,{"$f":"Input!$F$21*C1322","v":16.82325946003369},{"$f":"Input!$F$21*D1322","v":16.82325946003369},18.50558540603706]
[null,1313,1.689325866633959E-4,1.6823259460033689E-4,8.4466293331697955,8.4098087369172703,9.2507896106089973,42.233146665848977,42.049043684586344,46.253948053044979,84.466293331697955,84.098087369172688,92.507896106089959,{"$f":"Input!$F$21*C1323","v":16.893258666339591},{"$f":"Input!$F$21*D1323","v":16.82325946003369},18.50558540603706]
[null,1314,1.7103256285257284E-4,1.6823259460033689E-4,8.5516281426286422,8.4098087369172703,9.2507896106089973,42.758140713143213,42.049043684586344,46.253948053044979,85.516281426286426,84.098087369172688,92.507896106089959,{"$f":"Input!$F$21*C1324","v":17.103256285257284},{"$f":"Input!$F$21*D1324","v":16.82325946003369},18.50558540603706]
[null,1315,1.7803248348316283E-4,1.6823259460033689E-4,8.9016241741581421,8.4098087369172703,9.2507896106089973,44.508120870790705,42.049043684586344,46.253948053044979,89.01624174158141,84.098087369172688,92.507896106089959,{"$f":"Input!$F$21*C1325","v":17.803248348316284},{"$f":"Input!$F$21*D1325","v":16.82325946003369},18.50558540603706]
[null,1316,1.7803248348316283E-4,1.6823259460033689E-4,8.9016241741581421,8.4098087369172703,9.2507896106089973,44.508120870790705,42.049043684586344,46.253948053044979,89.01624174158141,84.098087369172688,92.507896106089959,{"$f":"Input!$F$21*C1326","v":17.803248348316284},{"$f":"Input!$F$21*D1326","v":16.82325946003369},18.50558540603706]
[null,1317,1.7943246760928082E-4,1.6823259460033689E-4,8.9716233804640417,8.4098087369172703,9.2507896106089973,44.858116902320205,42.049043684586344,46.253948053044979,89.71623380464041,84.098087369172688,92.507896106089959,{"$f":"Input!$F$21*C1327","v":17.943246760928083},{"$f":"Input!$F$21*D1327","v":16.82325946003369},18.50558540603706]
[null,1318,1.8223243586151677E-4,1.6823259460033689E-4,9.1116217930758392,8.4098087369172703,9.2507896106089973,45.558108965379191,42.049043684586344,46.253948053044979,91.116217930758381,84.098087369172688,92.507896106089959,{"$f":"Input!$F$21*C1328","v":18.223243586151678},{"$f":"Input!$F$21*D1328","v":16.82325946003369},18.50558540603706]
[null,1319,1.8153244379845782E-4,1.6823259460033689E-4,9.0766221899228903,8.4098087369172703,9.2507896106089973,45.383110949614455,42.049043684586344,46.253948053044979,90.76622189922891,84.098087369172688,92.507896106089959,{"$f":"Input!$F$21*C1329","v":18.153244379845781},{"$f":"Input!$F$21*D1329","v":16.82325946003369},18.50558540603706]
[null,1320,1.7733249142010382E-4,1.6823259460033689E-4,8.8666245710051914,8.4098087369172703,9.2507896106089973,44.333122855025955,42.049043684586344,46.253948053044979,88.666245710051911,84.098087369172688,92.507896106089959,{"$f":"Input!$F$21*C1330","v":17.733249142010383},{"$f":"Input!$F$21*D1330","v":16.82325946003369},18.50558540603706]
[null,1321,1.7593250729398583E-4,1.6823259460033689E-4,8.7966253646992918,8.4098087369172703,9.2507896106089973,43.983126823496455,42.049043684586344,46.253948053044979,87.966253646992911,84.098087369172688,92.507896106089959,{"$f":"Input!$F$21*C1331","v":17.593250729398584},{"$f":"Input!$F$21*D1331","v":16.82325946003369},18.50558540603706]
[null,1322,1.7453252316786783E-4,1.6823259460033689E-4,8.7266261583933922,8.4098087369172703,9.2507896106089973,43.633130791966956,42.049043684586344,46.253948053044979,87.266261583933911,84.098087369172688,92.507896106089959,{"$f":"Input!$F$21*C1332","v":17.453252316786784},{"$f":"Input!$F$21*D1332","v":16.82325946003369},18.50558540603706]
[null,1323,1.7523251523092684E-4,1.6823259460033689E-4,8.7616257615463429,8.4098087369172703,9.2507896106089973,43.808128807731713,42.049043684586344,46.253948053044979,87.616257615463425,84.098087369172688,92.507896106089959,{"$f":"Input!$F$21*C1333","v":17.523251523092686},{"$f":"Input!$F$21*D1333","v":16.82325946003369},18.50558540603706]
[null,1324,1.8433241205069377E-4,1.6823259460033689E-4,9.2166206025346895,8.4098087369172703,9.2507896106089973,46.08310301267344,42.049043684586344,46.253948053044979,92.166206025346881,84.098087369172688,92.507896106089959,{"$f":"Input!$F$21*C1334","v":18.433241205069379},{"$f":"Input!$F$21*D1334","v":16.82325946003369},18.50558540603706]
[null,1325,1.8503240411375276E-4,1.6823259460033689E-4,9.2516202056876384,8.4098087369172703,9.2507896106089973,46.25810102843819,42.049043684586344,46.253948053044979,92.516202056876381,84.098087369172688,92.507896106089959,{"$f":"Input!$F$21*C1335","v":18.503240411375277},{"$f":"Input!$F$21*D1335","v":16.82325946003369},18.50558540603706]
[null,1326,1.9623227712269674E-4,1.6823259460033689E-4,9.8116138561348372,8.4098087369172703,9.2507896106089973,49.058069280674182,42.049043684586344,46.253948053044979,98.116138561348365,84.098087369172688,92.507896106089959,{"$f":"Input!$F$21*C1336","v":19.623227712269674},{"$f":"Input!$F$21*D1336","v":16.82325946003369},18.50558540603706]
[null,1327,1.9063234061822475E-4,1.6823259460033689E-4,9.5316170309112369,8.4098087369172703,9.2507896106089973,47.65808515455619,42.049043684586344,46.253948053044979,95.31617030911238,84.098087369172688,92.507896106089959,{"$f":"Input!$F$21*C1337","v":19.063234061822474},{"$f":"Input!$F$21*D1337","v":16.82325946003369},18.50558540603706]
[null,1328,1.8363241998763476E-4,1.6823259460033689E-4,9.1816209993817388,8.4098087369172703,9.2507896106089973,45.908104996908691,42.049043684586344,46.253948053044979,91.816209993817381,84.098087369172688,92.507896106089959,{"$f":"Input!$F$21*C1338","v":18.363241998763478},{"$f":"Input!$F$21*D1338","v":16.82325946003369},18.50558540603706]
[null,1329,1.8223243586151677E-4,1.6823259460033689E-4,9.1116217930758392,8.4098087369172703,9.2507896106089973,45.558108965379191,42.049043684586344,46.253948053044979,91.116217930758381,84.098087369172688,92.507896106089959,{"$f":"Input!$F$21*C1339","v":18.223243586151678},{"$f":"Input!$F$21*D1339","v":16.82325946003369},18.50558540603706]
[null,1330,1.7803248348316283E-4,1.6823259460033689E-4,8.9016241741581421,8.4098087369172703,9.2507896106089973,44.508120870790705,42.049043684586344,46.253948053044979,89.01624174158141,84.098087369172688,92.507896106089959,{"$f":"Input!$F$21*C1340","v":17.803248348316284},{"$f":"Input!$F$21*D1340","v":16.82325946003369},18.50558540603706]
[null,1331,1.7523251523092684E-4,1.6823259460033689E-4,8.7616257615463429,8.4098087369172703,9.2507896106089973,43.808128807731713,42.049043684586344,46.253948053044979,87.616257615463425,84.098087369172688,92.507896106089959,{"$f":"Input!$F$21*C1341","v":17.523251523092686},{"$f":"Input!$F$21*D1341","v":16.82325946003369},18.50558540603706]
[null,1332,1.689325866633959E-4,1.6823259460033689E-4,8.4466293331697955,8.4098087369172703,9.2507896106089973,42.233146665848977,42.049043684586344,46.253948053044979,84.466293331697955,84.098087369172688,92.507896106089959,{"$f":"Input!$F$21*C1342","v":16.893258666339591},{"$f":"Input!$F$21*D1342","v":16.82325946003369},18.50558540603706]
[null,1333,1.6403264222198289E-4,1.6823259460033689E-4,8.2016321110991441,8.4098087369172703,9.2507896106089973,41.008160555495721,42.049043684586344,46.253948053044979,82.016321110991441,84.098087369172688,92.507896106089959,{"$f":"Input!$F$21*C1343","v":16.403264222198288},{"$f":"Input!$F$21*D1343","v":16.82325946003369},18.50558540603706]
[null,1334,1.5773271365445191E-4,1.6823259460033689E-4,7.8866356827225959,8.4098087369172703,9.2507896106089973,39.433178413612978,42.049043684586344,46.253948053044979,78.866356827225957,84.098087369172688,92.507896106089959,{"$f":"Input!$F$21*C1344","v":15.773271365445192},{"$f":"Input!$F$21*D1344","v":16.82325946003369},18.50558540603706]
[null,1335,1.5773271365445191E-4,1.6823259460033689E-4,7.8866356827225959,8.4098087369172703,9.2507896106089973,39.433178413612978,42.049043684586344,46.253948053044979,78.866356827225957,84.098087369172688,92.507896106089959,{"$f":"Input!$F$21*C1345","v":15.773271365445192},{"$f":"Input!$F$21*D1345","v":16.82325946003369},18.50558540603706]
[null,1336,1.591326977805699E-4,1.6823259460033689E-4,7.9566348890284955,8.4098087369172703,9.2507896106089973,39.783174445142478,42.049043684586344,46.253948053044979,79.566348890284956,84.098087369172688,92.507896106089959,{"$f":"Input!$F$21*C1346","v":15.913269778056991},{"$f":"Input!$F$21*D1346","v":16.82325946003369},18.50558540603706]
[null,1337,1.5983268984362891E-4,1.6823259460033689E-4,7.9916344921814453,8.4098087369172703,9.2507896106089973,39.958172460907228,42.049043684586344,46.253948053044979,79.916344921814456,84.098087369172688,92.507896106089959,{"$f":"Input!$F$21*C1347","v":15.983268984362891},{"$f":"Input!$F$21*D1347","v":16.82325946003369},18.50558540603706]
[null,1338,1.6823259460033689E-4,1.6823259460033689E-4,8.4116297300168448,8.4098087369172703,9.2507896106089973,42.05814865008422,42.049043684586344,46.253948053044979,84.116297300168441,84.098087369172688,92.507896106089959,{"$f":"Input!$F$21*C1348","v":16.82325946003369},{"$f":"Input!$F$21*D1348","v":16.82325946003369},18.50558540603706]
[null,1339,1.8153244379845782E-4,1.6823259460033689E-4,9.0766221899228903,8.4098087369172703,9.2507896106089973,45.383110949614455,42.049043684586344,46.253948053044979,90.76622189922891,84.098087369172688,92.507896106089959,{"$f":"Input!$F$21*C1349","v":18.153244379845781},{"$f":"Input!$F$21*D1349","v":16.82325946003369},18.50558540603706]
[null,1340,1.8573239617681176E-4,1.6823259460033689E-4,9.2866198088405874,8.4098087369172703,9.2507896106089973,46.43309904420294,42.049043684586344,46.253948053044979,92.866198088405881,84.098087369172688,92.507896106089959,{"$f":"Input!$F$21*C1350","v":18.573239617681175},{"$f":"Input!$F$21*D1350","v":16.82325946003369},18.50558540603706]
[null,1341,1.8923235649210676E-4,1.6823259460033689E-4,9.4616178246053373,8.4098087369172703,9.2507896106089973,47.30808912302669,42.049043684586344,46.253948053044979,94.61617824605338,84.098087369172688,92.507896106089959,{"$f":"Input!$F$21*C1351","v":18.923235649210675},{"$f":"Input!$F$21*D1351","v":16.82325946003369},18.50558540603706]
[null,1342,1.9833225331187371E-4,1.6823259460033689E-4,9.9166126655936857,8.4098087369172703,9.2507896106089973,49.583063327968425,42.049043684586344,46.253948053044979,99.16612665593685,84.098087369172688,92.507896106089959,{"$f":"Input!$F$21*C1352","v":19.833225331187371},{"$f":"Input!$F$21*D1352","v":16.82325946003369},18.50558540603706]
[null,1343,2.0743215013164067E-4,1.6823259460033689E-4,10.371607506582034,8.4098087369172703,9.2507896106089973,51.858037532910167,42.049043684586344,46.253948053044979,103.71607506582033,84.098087369172688,92.507896106089959,{"$f":"Input!$F$21*C1353","v":20.743215013164068},{"$f":"Input!$F$21*D1353","v":16.82325946003369},18.50558540603706]
[null,1344,2.0953212632081762E-4,1.6753260253727788E-4,10.476606316040881,8.3748167106593883,9.2122983817253274,52.383031580204403,41.874083553296941,46.061491908626643,104.76606316040881,83.748167106593883,92.122983817253285,{"$f":"Input!$F$21*C1354","v":20.953212632081762},{"$f":"Input!$F$21*D1354","v":16.753260253727788},18.428586279100568]
[null,1345,2.1583205488834862E-4,1.6753260253727788E-4,{"$f":"$E$9*C1355","v":10.79160274441743},8.3748167106593883,{"$f":"F1355*1.1","v":9.2122983817253274},{"$f":"$H$9*C1355","v":53.958013722087152},41.874083553296941,{"$f":"I1355*1.1","v":46.061491908626643},{"$f":"$K$9*C1355","v":107.9160274441743},83.748167106593883,{"$f":"L1355*1.1","v":92.122983817253285},{"$f":"Input!$F$21*C1355","v":21.58320548883486},{"$f":"Input!$F$21*D1355","v":16.753260253727788},18.428586279100568]
[null,1346,2.1513206282528961E-4,1.6753260253727788E-4,10.756603141264481,8.3748167106593883,9.2122983817253274,53.783015706322402,41.874083553296941,46.061491908626643,107.5660314126448,83.748167106593883,92.122983817253285,{"$f":"Input!$F$21*C1356","v":21.513206282528962},{"$f":"Input!$F$21*D1356","v":16.753260253727788},{"$f":"O1356*1.1","v":18.428586279100568}]
[null,1347,2.1233209457305362E-4,1.6753260253727788E-4,10.616604728652682,8.3748167106593883,9.2122983817253274,53.083023643263409,41.874083553296941,46.061491908626643,106.16604728652682,83.748167106593883,92.122983817253285,{"$f":"Input!$F$21*C1357","v":21.233209457305364},{"$f":"Input!$F$21*D1357","v":16.753260253727788},18.428586279100568]
[null,1348,2.0533217394246367E-4,1.6753260253727788E-4,10.266608697123184,8.3748167106593883,9.2122983817253274,51.333043485615917,41.874083553296941,46.061491908626643,102.66608697123183,83.748167106593883,92.122983817253285,{"$f":"Input!$F$21*C1358","v":20.533217394246368},{"$f":"Input!$F$21*D1358","v":16.753260253727788},18.428586279100568]
[null,1349,2.0043222950105071E-4,1.6753260253727788E-4,10.021611475052536,8.3748167106593883,9.2122983817253274,50.108057375262675,41.874083553296941,46.061491908626643,100.21611475052535,83.748167106593883,92.122983817253285,{"$f":"Input!$F$21*C1359","v":20.043222950105072},{"$f":"Input!$F$21*D1359","v":16.753260253727788},18.428586279100568]
[null,1350,1.9483229299657875E-4,1.6753260253727788E-4,9.7416146498289375,8.3748167106593883,9.2122983817253274,48.708073249144689,41.874083553296941,46.061491908626643,97.416146498289379,83.748167106593883,92.122983817253285,{"$f":"Input!$F$21*C1360","v":19.483229299657875},{"$f":"Input!$F$21*D1360","v":16.753260253727788},18.428586279100568]
[null,1351,1.8853236442904775E-4,1.6753260253727788E-4,9.4266182214523866,8.3748167106593883,9.2122983817253274,47.13309110726194,41.874083553296941,46.061491908626643,94.26618221452388,83.748167106593883,92.122983817253285,{"$f":"Input!$F$21*C1361","v":18.853236442904773},{"$f":"Input!$F$21*D1361","v":16.753260253727788},18.428586279100568]
[null,1352,1.8643238823987077E-4,1.6753260253727788E-4,9.3216194119935381,8.3748167106593883,9.2122983817253274,46.60809705996769,41.874083553296941,46.061491908626643,93.216194119935381,83.748167106593883,92.122983817253285,{"$f":"Input!$F$21*C1362","v":18.643238823987076},{"$f":"Input!$F$21*D1362","v":16.753260253727788},18.428586279100568]
[null,1353,1.8433241205069377E-4,1.6753260253727788E-4,9.2166206025346895,8.3748167106593883,9.2122983817253274,46.08310301267344,41.874083553296941,46.061491908626643,92.166206025346881,83.748167106593883,92.122983817253285,{"$f":"Input!$F$21*C1363","v":18.433241205069379},{"$f":"Input!$F$21*D1363","v":16.753260253727788},18.428586279100568]
[null,1354,1.8503240411375276E-4,1.6753260253727788E-4,9.2516202056876384,8.3748167106593883,9.2122983817253274,46.25810102843819,41.874083553296941,46.061491908626643,92.516202056876381,83.748167106593883,92.122983817253285,{"$f":"Input!$F$21*C1364","v":18.503240411375277},{"$f":"Input!$F$21*D1364","v":16.753260253727788},18.428586279100568]
[null,1355,1.8363241998763476E-4,1.6753260253727788E-4,9.1816209993817388,8.3748167106593883,9.2122983817253274,45.908104996908691,41.874083553296941,46.061491908626643,91.816209993817381,83.748167106593883,92.122983817253285,{"$f":"Input!$F$21*C1365","v":18.363241998763478},{"$f":"Input!$F$21*D1365","v":16.753260253727788},18.428586279100568]
[null,1356,1.8083245173539881E-4,1.6753260253727788E-4,9.0416225867699396,8.3748167106593883,9.2122983817253274,45.208112933849705,41.874083553296941,46.061491908626643,90.41622586769941,83.748167106593883,92.122983817253285,{"$f":"Input!$F$21*C1366","v":18.083245173539879},{"$f":"Input!$F$21*D1366","v":16.753260253727788},18.428586279100568]
[null,1357,1.8013245967233983E-4,1.6753260253727788E-4,9.0066229836169907,8.3748167106593883,9.2122983817253274,45.033114918084955,41.874083553296941,46.061491908626643,90.06622983616991,83.748167106593883,92.122983817253285,{"$f":"Input!$F$21*C1367","v":18.013245967233981},{"$f":"Input!$F$21*D1367","v":16.753260253727788},18.428586279100568]
[null,1358,1.7943246760928082E-4,1.6753260253727788E-4,8.9716233804640417,8.3748167106593883,9.2122983817253274,44.858116902320205,41.874083553296941,46.061491908626643,89.71623380464041,83.748167106593883,92.122983817253285,{"$f":"Input!$F$21*C1368","v":17.943246760928083},{"$f":"Input!$F$21*D1368","v":16.753260253727788},18.428586279100568]
[null,1359,1.8013245967233983E-4,1.6753260253727788E-4,9.0066229836169907,8.3748167106593883,9.2122983817253274,45.033114918084955,41.874083553296941,46.061491908626643,90.06622983616991,83.748167106593883,92.122983817253285,{"$f":"Input!$F$21*C1369","v":18.013245967233981},{"$f":"Input!$F$21*D1369","v":16.753260253727788},18.428586279100568]
[null,1360,1.8153244379845782E-4,1.6753260253727788E-4,9.0766221899228903,8.3748167106593883,9.2122983817253274,45.383110949614455,41.874083553296941,46.061491908626643,90.76622189922891,83.748167106593883,92.122983817253285,{"$f":"Input!$F$21*C1370","v":18.153244379845781},{"$f":"Input!$F$21*D1370","v":16.753260253727788},18.428586279100568]
[null,1361,1.8573239617681176E-4,1.6753260253727788E-4,9.2866198088405874,8.3748167106593883,9.2122983817253274,46.43309904420294,41.874083553296941,46.061491908626643,92.866198088405881,83.748167106593883,92.122983817253285,{"$f":"Input!$F$21*C1371","v":18.573239617681175},{"$f":"Input!$F$21*D1371","v":16.753260253727788},18.428586279100568]
[null,1362,1.8923235649210676E-4,1.6753260253727788E-4,9.4616178246053373,8.3748167106593883,9.2122983817253274,47.30808912302669,41.874083553296941,46.061491908626643,94.61617824605338,83.748167106593883,92.122983817253285,{"$f":"Input!$F$21*C1372","v":18.923235649210675},{"$f":"Input!$F$21*D1372","v":16.753260253727788},18.428586279100568]
[null,1363,1.9413230093351974E-4,1.6753260253727788E-4,9.7066150466759868,8.3748167106593883,9.2122983817253274,48.533075233379932,41.874083553296941,46.061491908626643,97.066150466759865,83.748167106593883,92.122983817253285,{"$f":"Input!$F$21*C1373","v":19.413230093351974},{"$f":"Input!$F$21*D1373","v":16.753260253727788},18.428586279100568]
[null,1364,1.9413230093351974E-4,1.6753260253727788E-4,9.7066150466759868,8.3748167106593883,9.2122983817253274,48.533075233379932,41.874083553296941,46.061491908626643,97.066150466759865,83.748167106593883,92.122983817253285,{"$f":"Input!$F$21*C1374","v":19.413230093351974},{"$f":"Input!$F$21*D1374","v":16.753260253727788},18.428586279100568]
[null,1365,1.955322850596377E-4,1.6753260253727788E-4,9.7766142529818847,8.3748167106593883,9.2122983817253274,48.883071264909425,41.874083553296941,46.061491908626643,97.76614252981885,83.748167106593883,92.122983817253285,{"$f":"Input!$F$21*C1375","v":19.553228505963769},{"$f":"Input!$F$21*D1375","v":16.753260253727788},18.428586279100568]
[null,1366,1.976322612488147E-4,1.6753260253727788E-4,9.881613062440735,8.3748167106593883,9.2122983817253274,49.408065312203675,41.874083553296941,46.061491908626643,98.81613062440735,83.748167106593883,92.122983817253285,{"$f":"Input!$F$21*C1376","v":19.76322612488147},{"$f":"Input!$F$21*D1376","v":16.753260253727788},18.428586279100568]
[null,1367,2.0533217394246367E-4,1.6753260253727788E-4,10.266608697123184,8.3748167106593883,9.2122983817253274,51.333043485615917,41.874083553296941,46.061491908626643,102.66608697123183,83.748167106593883,92.122983817253285,{"$f":"Input!$F$21*C1377","v":20.533217394246368},{"$f":"Input!$F$21*D1377","v":16.753260253727788},18.428586279100568]
[null,1368,2.165320469514076E-4,1.6753260253727788E-4,10.826602347570381,8.3748167106593883,9.2122983817253274,54.133011737851902,41.874083553296941,46.061491908626643,108.2660234757038,83.748167106593883,92.122983817253285,{"$f":"Input!$F$21*C1378","v":21.653204695140762},{"$f":"Input!$F$21*D1378","v":16.753260253727788},18.428586279100568]
[null,1369,2.2703192789729255E-4,1.6753260253727788E-4,11.351596394864627,8.3748167106593883,9.2122983817253274,56.757981974323137,41.874083553296941,46.061491908626643,113.51596394864627,83.748167106593883,92.122983817253285,{"$f":"Input!$F$21*C1379","v":22.703192789729254},{"$f":"Input!$F$21*D1379","v":16.753260253727788},18.428586279100568]
[null,1370,2.3123188027564652E-4,1.6753260253727788E-4,11.561594013782326,8.3748167106593883,9.2122983817253274,57.807970068911629,41.874083553296941,46.061491908626643,115.61594013782326,83.748167106593883,92.122983817253285,{"$f":"Input!$F$21*C1380","v":23.123188027564652},{"$f":"Input!$F$21*D1380","v":16.753260253727788},18.428586279100568]
[null,1371,2.2773191996035156E-4,1.6753260253727788E-4,11.386595998017578,8.3748167106593883,9.2122983817253274,56.932979990087887,41.874083553296941,46.061491908626643,113.86595998017577,83.748167106593883,92.122983817253285,{"$f":"Input!$F$21*C1381","v":22.773191996035155},{"$f":"Input!$F$21*D1381","v":16.753260253727788},18.428586279100568]
[null,1372,2.1933201520364361E-4,1.6753260253727788E-4,10.96660076018218,8.3748167106593883,9.2122983817253274,54.833003800910902,41.874083553296941,46.061491908626643,109.6660076018218,83.748167106593883,92.122983817253285,{"$f":"Input!$F$21*C1382","v":21.93320152036436},{"$f":"Input!$F$21*D1382","v":16.753260253727788},18.428586279100568]
[null,1373,2.3053188821258754E-4,1.6753260253727788E-4,11.526594410629377,8.3748167106593883,9.2122983817253274,57.632972053146887,41.874083553296941,46.061491908626643,115.26594410629377,83.748167106593883,92.122983817253285,{"$f":"Input!$F$21*C1383","v":23.053188821258754},{"$f":"Input!$F$21*D1383","v":16.753260253727788},18.428586279100568]
[null,1374,2.2983189614952853E-4,1.6753260253727788E-4,11.491594807476426,8.3748167106593883,9.2122983817253274,57.457974037382129,41.874083553296941,46.061491908626643,114.91594807476426,83.748167106593883,92.122983817253285,{"$f":"Input!$F$21*C1384","v":22.983189614952853},{"$f":"Input!$F$21*D1384","v":16.753260253727788},18.428586279100568]
[null,1375,2.2423195964505656E-4,1.6753260253727788E-4,11.211597982252828,8.3748167106593883,9.2122983817253274,56.057989911264144,41.874083553296941,46.061491908626643,112.11597982252829,83.748167106593883,92.122983817253285,{"$f":"Input!$F$21*C1385","v":22.423195964505656},{"$f":"Input!$F$21*D1385","v":16.753260253727788},18.428586279100568]
[null,1376,2.1933201520364361E-4,1.6753260253727788E-4,10.96660076018218,8.3748167106593883,9.2122983817253274,54.833003800910902,41.874083553296941,46.061491908626643,109.6660076018218,83.748167106593883,92.122983817253285,{"$f":"Input!$F$21*C1386","v":21.93320152036436},{"$f":"Input!$F$21*D1386","v":16.753260253727788},18.428586279100568]
[null,1377,2.1233209457305362E-4,1.6753260253727788E-4,10.616604728652682,8.3748167106593883,9.2122983817253274,53.083023643263409,41.874083553296941,46.061491908626643,106.16604728652682,83.748167106593883,92.122983817253285,{"$f":"Input!$F$21*C1387","v":21.233209457305364},{"$f":"Input!$F$21*D1387","v":16.753260253727788},18.428586279100568]
[null,1378,2.032321977532867E-4,1.6753260253727788E-4,10.161609887664335,8.3748167106593883,9.2122983817253274,50.808049438321675,41.874083553296941,46.061491908626643,101.61609887664335,83.748167106593883,92.122983817253285,{"$f":"Input!$F$21*C1388","v":20.323219775328671},{"$f":"Input!$F$21*D1388","v":16.753260253727788},18.428586279100568]
[null,1379,1.9483229299657875E-4,1.6753260253727788E-4,9.7416146498289375,8.3748167106593883,9.2122983817253274,48.708073249144689,41.874083553296941,46.061491908626643,97.416146498289379,83.748167106593883,92.122983817253285,{"$f":"Input!$F$21*C1389","v":19.483229299657875},{"$f":"Input!$F$21*D1389","v":16.753260253727788},18.428586279100568]
[null,1380,1.8853236442904775E-4,1.6753260253727788E-4,9.4266182214523866,8.3748167106593883,9.2122983817253274,47.13309110726194,41.874083553296941,46.061491908626643,94.26618221452388,83.748167106593883,92.122983817253285,{"$f":"Input!$F$21*C1390","v":18.853236442904773},{"$f":"Input!$F$21*D1390","v":16.753260253727788},18.428586279100568]
[null,1381,1.8363241998763476E-4,1.6753260253727788E-4,9.1816209993817388,8.3748167106593883,9.2122983817253274,45.908104996908691,41.874083553296941,46.061491908626643,91.816209993817381,83.748167106593883,92.122983817253285,{"$f":"Input!$F$21*C1391","v":18.363241998763478},{"$f":"Input!$F$21*D1391","v":16.753260253727788},18.428586279100568]
[null,1382,1.8153244379845782E-4,1.6753260253727788E-4,9.0766221899228903,8.3748167106593883,9.2122983817253274,45.383110949614455,41.874083553296941,46.061491908626643,90.76622189922891,83.748167106593883,92.122983817253285,{"$f":"Input!$F$21*C1392","v":18.153244379845781},{"$f":"Input!$F$21*D1392","v":16.753260253727788},18.428586279100568]
[null,1383,1.8083245173539881E-4,1.6753260253727788E-4,9.0416225867699396,8.3748167106593883,9.2122983817253274,45.208112933849705,41.874083553296941,46.061491908626643,90.41622586769941,83.748167106593883,92.122983817253285,{"$f":"Input!$F$21*C1393","v":18.083245173539879},{"$f":"Input!$F$21*D1393","v":16.753260253727788},18.428586279100568]
[null,1384,1.8433241205069377E-4,1.6753260253727788E-4,9.2166206025346895,8.3748167106593883,9.2122983817253274,46.08310301267344,41.874083553296941,46.061491908626643,92.166206025346881,83.748167106593883,92.122983817253285,{"$f":"Input!$F$21*C1394","v":18.433241205069379},{"$f":"Input!$F$21*D1394","v":16.753260253727788},18.428586279100568]
[null,1385,1.8643238823987077E-4,1.6753260253727788E-4,9.3216194119935381,8.3748167106593883,9.2122983817253274,46.60809705996769,41.874083553296941,46.061491908626643,93.216194119935381,83.748167106593883,92.122983817253285,{"$f":"Input!$F$21*C1395","v":18.643238823987076},{"$f":"Input!$F$21*D1395","v":16.753260253727788},18.428586279100568]
[null,1386,1.9063234061822475E-4,1.6753260253727788E-4,9.5316170309112369,8.3748167106593883,9.2122983817253274,47.65808515455619,41.874083553296941,46.061491908626643,95.31617030911238,83.748167106593883,92.122983817253285,{"$f":"Input!$F$21*C1396","v":19.063234061822474},{"$f":"Input!$F$21*D1396","v":16.753260253727788},18.428586279100568]
[null,1387,1.9343230887046076E-4,1.668326104742189E-4,9.6716154435230379,8.3398246844015098,9.1738071528416611,48.35807721761519,41.699123422007546,45.869035764208306,96.716154435230379,83.398246844015091,91.738071528416611,{"$f":"Input!$F$21*C1397","v":19.343230887046076},{"$f":"Input!$F$21*D1397","v":16.68326104742189},18.351587152164083]
[null,1388,1.9483229299657875E-4,1.668326104742189E-4,9.7416146498289375,8.3398246844015098,9.1738071528416611,48.708073249144689,41.699123422007546,45.869035764208306,97.416146498289379,83.398246844015091,91.738071528416611,{"$f":"Input!$F$21*C1398","v":19.483229299657875},{"$f":"Input!$F$21*D1398","v":16.68326104742189},18.351587152164083]
[null,1389,1.9483229299657875E-4,1.668326104742189E-4,9.7416146498289375,8.3398246844015098,9.1738071528416611,48.708073249144689,41.699123422007546,45.869035764208306,97.416146498289379,83.398246844015091,91.738071528416611,{"$f":"Input!$F$21*C1399","v":19.483229299657875},{"$f":"Input!$F$21*D1399","v":16.68326104742189},18.351587152164083]
[null,1390,1.976322612488147E-4,1.668326104742189E-4,9.881613062440735,8.3398246844015098,9.1738071528416611,49.408065312203675,41.699123422007546,45.869035764208306,98.81613062440735,83.398246844015091,91.738071528416611,{"$f":"Input!$F$21*C1400","v":19.76322612488147},{"$f":"Input!$F$21*D1400","v":16.68326104742189},18.351587152164083]
[null,1391,2.1023211838387662E-4,1.668326104742189E-4,10.511605919193832,8.3398246844015098,9.1738071528416611,52.558029595969153,41.699123422007546,45.869035764208306,105.11605919193831,83.398246844015091,91.738071528416611,{"$f":"Input!$F$21*C1401","v":21.023211838387663},{"$f":"Input!$F$21*D1401","v":16.68326104742189},18.351587152164083]
[null,1392,2.2213198345587956E-4,1.668326104742189E-4,11.106599172793977,8.3398246844015098,9.1738071528416611,55.532995863969887,41.699123422007546,45.869035764208306,111.06599172793977,83.398246844015091,91.738071528416611,{"$f":"Input!$F$21*C1402","v":22.213198345587955},{"$f":"Input!$F$21*D1402","v":16.68326104742189},18.351587152164083]
[null,1393,2.3053188821258754E-4,1.668326104742189E-4,11.526594410629377,8.3398246844015098,9.1738071528416611,57.632972053146887,41.699123422007546,45.869035764208306,115.26594410629377,83.398246844015091,91.738071528416611,{"$f":"Input!$F$21*C1403","v":23.053188821258754},{"$f":"Input!$F$21*D1403","v":16.68326104742189},18.351587152164083]
[null,1394,2.3893179296929549E-4,1.668326104742189E-4,11.946589648464775,8.3398246844015098,9.1738071528416611,59.732948242323872,41.699123422007546,45.869035764208306,119.46589648464774,83.398246844015091,91.738071528416611,{"$f":"Input!$F$21*C1404","v":23.893179296929549},{"$f":"Input!$F$21*D1404","v":16.68326104742189},18.351587152164083]
[null,1395,2.4313174534764946E-4,1.668326104742189E-4,12.156587267382474,8.3398246844015098,9.1738071528416611,60.782936336912364,41.699123422007546,45.869035764208306,121.56587267382473,83.398246844015091,91.738071528416611,{"$f":"Input!$F$21*C1405","v":24.313174534764947},{"$f":"Input!$F$21*D1405","v":16.68326104742189},18.351587152164083]
[null,1396,2.529316342304754E-4,1.668326104742189E-4,12.646581711523769,8.3398246844015098,9.1738071528416611,63.232908557618849,41.699123422007546,45.869035764208306,126.4658171152377,83.398246844015091,91.738071528416611,{"$f":"Input!$F$21*C1406","v":25.293163423047538},{"$f":"Input!$F$21*D1406","v":16.68326104742189},18.351587152164083]
[null,1397,2.5433161835659336E-4,1.668326104742189E-4,12.716580917829669,8.3398246844015098,9.1738071528416611,63.582904589148342,41.699123422007546,45.869035764208306,127.16580917829668,83.398246844015091,91.738071528416611,{"$f":"Input!$F$21*C1407","v":25.433161835659337},{"$f":"Input!$F$21*D1407","v":16.68326104742189},18.351587152164083]
[null,1398,2.571315866088294E-4,1.668326104742189E-4,12.85657933044147,8.3398246844015098,9.1738071528416611,64.282896652207356,41.699123422007546,45.869035764208306,128.56579330441471,83.398246844015091,91.738071528416611,{"$f":"Input!$F$21*C1408","v":25.713158660882939},{"$f":"Input!$F$21*D1408","v":16.68326104742189},18.351587152164083]
[null,1399,2.5783157867188838E-4,1.668326104742189E-4,12.891578933594419,8.3398246844015098,9.1738071528416611,64.457894667972099,41.699123422007546,45.869035764208306,128.9157893359442,83.398246844015091,91.738071528416611,{"$f":"Input!$F$21*C1409","v":25.783157867188837},{"$f":"Input!$F$21*D1409","v":16.68326104742189},18.351587152164083]
[null,1400,2.6133153898718334E-4,1.668326104742189E-4,13.066576949359167,8.3398246844015098,9.1738071528416611,65.332884746795841,41.699123422007546,45.869035764208306,130.66576949359168,83.398246844015091,91.738071528416611,{"$f":"Input!$F$21*C1410","v":26.133153898718334},{"$f":"Input!$F$21*D1410","v":16.68326104742189},18.351587152164083]
[null,1401,2.5153165010435743E-4,1.668326104742189E-4,12.576582505217871,8.3398246844015098,9.1738071528416611,62.882912526089356,41.699123422007546,45.869035764208306,125.76582505217871,83.398246844015091,91.738071528416611,{"$f":"Input!$F$21*C1411","v":25.153165010435742},{"$f":"Input!$F$21*D1411","v":16.68326104742189},18.351587152164083]
[null,1402,2.3753180884317747E-4,1.668326104742189E-4,11.876590442158873,8.3398246844015098,9.1738071528416611,59.382952210794365,41.699123422007546,45.869035764208306,118.76590442158873,83.398246844015091,91.738071528416611,{"$f":"Input!$F$21*C1412","v":23.753180884317747},{"$f":"Input!$F$21*D1412","v":16.68326104742189},18.351587152164083]
[null,1403,2.165320469514076E-4,1.668326104742189E-4,10.826602347570381,8.3398246844015098,9.1738071528416611,54.133011737851902,41.699123422007546,45.869035764208306,108.2660234757038,83.398246844015091,91.738071528416611,{"$f":"Input!$F$21*C1413","v":21.653204695140762},{"$f":"Input!$F$21*D1413","v":16.68326104742189},18.351587152164083]
[null,1404,1.976322612488147E-4,1.668326104742189E-4,9.881613062440735,8.3398246844015098,9.1738071528416611,49.408065312203675,41.699123422007546,45.869035764208306,98.81613062440735,83.398246844015091,91.738071528416611,{"$f":"Input!$F$21*C1414","v":19.76322612488147},{"$f":"Input!$F$21*D1414","v":16.68326104742189},18.351587152164083]
[null,1405,1.9273231680740175E-4,1.668326104742189E-4,9.6366158403700872,8.3398246844015098,9.1738071528416611,48.18307920185044,41.699123422007546,45.869035764208306,96.366158403700879,83.398246844015091,91.738071528416611,{"$f":"Input!$F$21*C1415","v":19.273231680740174},{"$f":"Input!$F$21*D1415","v":16.68326104742189},18.351587152164083]
[null,1406,1.8853236442904775E-4,1.668326104742189E-4,9.4266182214523866,8.3398246844015098,9.1738071528416611,47.13309110726194,41.699123422007546,45.869035764208306,94.26618221452388,83.398246844015091,91.738071528416611,{"$f":"Input!$F$21*C1416","v":18.853236442904773},{"$f":"Input!$F$21*D1416","v":16.68326104742189},18.351587152164083]
[null,1407,1.8643238823987077E-4,1.668326104742189E-4,9.3216194119935381,8.3398246844015098,9.1738071528416611,46.60809705996769,41.699123422007546,45.869035764208306,93.216194119935381,83.398246844015091,91.738071528416611,{"$f":"Input!$F$21*C1417","v":18.643238823987076},{"$f":"Input!$F$21*D1417","v":16.68326104742189},18.351587152164083]
[null,1408,1.8503240411375276E-4,1.668326104742189E-4,9.2516202056876384,8.3398246844015098,9.1738071528416611,46.25810102843819,41.699123422007546,45.869035764208306,92.516202056876381,83.398246844015091,91.738071528416611,{"$f":"Input!$F$21*C1418","v":18.503240411375277},{"$f":"Input!$F$21*D1418","v":16.68326104742189},18.351587152164083]
[null,1409,1.8573239617681176E-4,1.668326104742189E-4,{"$f":"$E$9*C1419","v":9.2866198088405874},8.3398246844015098,{"$f":"F1419*1.1","v":9.1738071528416611},{"$f":"$H$9*C1419","v":46.43309904420294},41.699123422007546,{"$f":"I1419*1.1","v":45.869035764208306},{"$f":"$K$9*C1419","v":92.866198088405881},83.398246844015091,{"$f":"L1419*1.1","v":91.738071528416611},{"$f":"Input!$F$21*C1419","v":18.573239617681175},{"$f":"Input!$F$21*D1419","v":16.68326104742189},18.351587152164083]
[null,1410,1.9203232474434274E-4,1.668326104742189E-4,9.6016162372171365,8.3398246844015098,9.1738071528416611,48.008081186085683,41.699123422007546,45.869035764208306,96.016162372171365,83.398246844015091,91.738071528416611,{"$f":"Input!$F$21*C1420","v":19.203232474434273},{"$f":"Input!$F$21*D1420","v":16.68326104742189},{"$f":"O1420*1.1","v":18.351587152164083}]
[null,1411,2.018322136271687E-4,1.668326104742189E-4,10.091610681358436,8.3398246844015098,9.1738071528416611,50.458053406792175,41.699123422007546,45.869035764208306,100.91610681358435,83.398246844015091,91.738071528416611,{"$f":"Input!$F$21*C1421","v":20.183221362716871},{"$f":"Input!$F$21*D1421","v":16.68326104742189},18.351587152164083]
[null,1412,2.0883213425775863E-4,1.668326104742189E-4,10.441606712887932,8.3398246844015098,9.1738071528416611,52.20803356443966,41.699123422007546,45.869035764208306,104.41606712887932,83.398246844015091,91.738071528416611,{"$f":"Input!$F$21*C1422","v":20.883213425775864},{"$f":"Input!$F$21*D1422","v":16.68326104742189},18.351587152164083]
[null,1413,2.1443207076223063E-4,1.668326104742189E-4,10.72160353811153,8.3398246844015098,9.1738071528416611,53.608017690557659,41.699123422007546,45.869035764208306,107.21603538111532,83.398246844015091,91.738071528416611,{"$f":"Input!$F$21*C1423","v":21.443207076223061},{"$f":"Input!$F$21*D1423","v":16.68326104742189},18.351587152164083]
[null,1414,2.2493195170811555E-4,1.668326104742189E-4,11.246597585405777,8.3398246844015098,9.1738071528416611,56.232987927028887,41.699123422007546,45.869035764208306,112.46597585405777,83.398246844015091,91.738071528416611,{"$f":"Input!$F$21*C1424","v":22.493195170811553},{"$f":"Input!$F$21*D1424","v":16.68326104742189},18.351587152164083]
[null,1415,2.2353196758199755E-4,1.668326104742189E-4,11.176598379099877,8.3398246844015098,9.1738071528416611,55.882991895499387,41.699123422007546,45.869035764208306,111.76598379099877,83.398246844015091,91.738071528416611,{"$f":"Input!$F$21*C1425","v":22.353196758199754},{"$f":"Input!$F$21*D1425","v":16.68326104742189},18.351587152164083]
[null,1416,2.1303208663611261E-4,1.668326104742189E-4,10.651604331805631,8.3398246844015098,9.1738071528416611,53.258021659028152,41.699123422007546,45.869035764208306,106.5160433180563,83.398246844015091,91.738071528416611,{"$f":"Input!$F$21*C1426","v":21.303208663611262},{"$f":"Input!$F$21*D1426","v":16.68326104742189},18.351587152164083]
[null,1417,1.9133233268128376E-4,1.668326104742189E-4,9.5666166340641876,8.3398246844015098,9.1738071528416611,47.83308317032094,41.699123422007546,45.869035764208306,95.66616634064188,83.398246844015091,91.738071528416611,{"$f":"Input!$F$21*C1427","v":19.133233268128375},{"$f":"Input!$F$21*D1427","v":16.68326104742189},18.351587152164083]
[null,1418,2.1373207869917162E-4,1.668326104742189E-4,10.686603934958582,8.3398246844015098,9.1738071528416611,53.433019674792902,41.699123422007546,45.869035764208306,106.8660393495858,83.398246844015091,91.738071528416611,{"$f":"Input!$F$21*C1428","v":21.373207869917163},{"$f":"Input!$F$21*D1428","v":16.68326104742189},18.351587152164083]
[null,1419,2.2563194377117455E-4,1.668326104742189E-4,11.281597188558727,8.3398246844015098,9.1738071528416611,56.407985942793637,41.699123422007546,45.869035764208306,112.81597188558727,83.398246844015091,91.738071528416611,{"$f":"Input!$F$21*C1429","v":22.563194377117455},{"$f":"Input!$F$21*D1429","v":16.68326104742189},18.351587152164083]
[null,1420,2.2913190408646955E-4,1.668326104742189E-4,11.456595204323477,8.3398246844015098,9.1738071528416611,57.282976021617387,41.699123422007546,45.869035764208306,114.56595204323477,83.398246844015091,91.738071528416611,{"$f":"Input!$F$21*C1430","v":22.913190408646955},{"$f":"Input!$F$21*D1430","v":16.68326104742189},18.351587152164083]
[null,1421,2.4033177709541348E-4,1.668326104742189E-4,12.016588854770674,8.3398246844015098,9.1738071528416611,60.082944273853371,41.699123422007546,45.869035764208306,120.16588854770674,83.398246844015091,91.738071528416611,{"$f":"Input!$F$21*C1431","v":24.033177709541349},{"$f":"Input!$F$21*D1431","v":16.68326104742189},18.351587152164083]
[null,1422,2.4943167391518043E-4,1.6613261841115989E-4,12.471583695759021,8.3048326581436278,9.1353159239579913,62.357918478795106,41.524163290718143,45.676579619789962,124.71583695759021,83.048326581436285,91.353159239579924,{"$f":"Input!$F$21*C1432","v":24.943167391518042},{"$f":"Input!$F$21*D1432","v":16.613261841115989},18.27458802522759]
[null,1423,2.550316104196524E-4,1.6613261841115989E-4,12.751580520982619,8.3048326581436278,9.1353159239579913,63.757902604913099,41.524163290718143,45.676579619789962,127.5158052098262,83.048326581436285,91.353159239579924,{"$f":"Input!$F$21*C1433","v":25.503161041965239},{"$f":"Input!$F$21*D1433","v":16.613261841115989},18.27458802522759]
[null,1424,2.5153165010435743E-4,1.6613261841115989E-4,12.576582505217871,8.3048326581436278,9.1353159239579913,62.882912526089356,41.524163290718143,45.676579619789962,125.76582505217871,83.048326581436285,91.353159239579924,{"$f":"Input!$F$21*C1434","v":25.153165010435742},{"$f":"Input!$F$21*D1434","v":16.613261841115989},18.27458802522759]
[null,1425,2.3263186440176448E-4,1.6613261841115989E-4,11.631593220088224,8.3048326581436278,9.1353159239579913,58.157966100441122,41.524163290718143,45.676579619789962,116.31593220088224,83.048326581436285,91.353159239579924,{"$f":"Input!$F$21*C1435","v":23.263186440176447},{"$f":"Input!$F$21*D1435","v":16.613261841115989},18.27458802522759]
[null,1426,1.9343230887046076E-4,1.6613261841115989E-4,9.6716154435230379,8.3048326581436278,9.1353159239579913,48.35807721761519,41.524163290718143,45.676579619789962,96.716154435230379,83.048326581436285,91.353159239579924,{"$f":"Input!$F$21*C1436","v":19.343230887046076},{"$f":"Input!$F$21*D1436","v":16.613261841115989},18.27458802522759]
[null,1427,1.7383253110480885E-4,1.6613261841115989E-4,8.6916265552404433,8.3048326581436278,9.1353159239579913,43.458132776202213,41.524163290718143,45.676579619789962,86.916265552404425,83.048326581436285,91.353159239579924,{"$f":"Input!$F$21*C1437","v":17.383253110480887},{"$f":"Input!$F$21*D1437","v":16.613261841115989},18.27458802522759]
[null,1428,1.7173255491563185E-4,1.6613261841115989E-4,8.5866277457815929,8.3048326581436278,9.1353159239579913,42.933138728907963,41.524163290718143,45.676579619789962,85.866277457815926,83.048326581436285,91.353159239579924,{"$f":"Input!$F$21*C1438","v":17.173255491563186},{"$f":"Input!$F$21*D1438","v":16.613261841115989},18.27458802522759]
[null,1429,1.647326342850419E-4,1.6613261841115989E-4,8.2366317142520948,8.3048326581436278,9.1353159239579913,41.183158571260471,41.524163290718143,45.676579619789962,82.366317142520941,83.048326581436285,91.353159239579924,{"$f":"Input!$F$21*C1439","v":16.47326342850419},{"$f":"Input!$F$21*D1439","v":16.613261841115989},18.27458802522759]
[null,1430,1.6333265015892391E-4,1.6613261841115989E-4,8.1666325079461952,8.3048326581436278,9.1353159239579913,40.833162539730978,41.524163290718143,45.676579619789962,81.666325079461956,83.048326581436285,91.353159239579924,{"$f":"Input!$F$21*C1440","v":16.33326501589239},{"$f":"Input!$F$21*D1440","v":16.613261841115989},18.27458802522759]
[null,1431,1.612326739697469E-4,1.6613261841115989E-4,8.0616336984873449,8.3048326581436278,9.1353159239579913,40.308168492436728,41.524163290718143,45.676579619789962,80.616336984873456,83.048326581436285,91.353159239579924,{"$f":"Input!$F$21*C1441","v":16.12326739697469},{"$f":"Input!$F$21*D1441","v":16.613261841115989},18.27458802522759]
[null,1432,1.605326819066879E-4,1.6613261841115989E-4,8.0266340953343942,8.3048326581436278,9.1353159239579913,40.133170476671971,41.524163290718143,45.676579619789962,80.266340953343942,83.048326581436285,91.353159239579924,{"$f":"Input!$F$21*C1442","v":16.053268190668788},{"$f":"Input!$F$21*D1442","v":16.613261841115989},18.27458802522759]
[null,1433,1.647326342850419E-4,1.6613261841115989E-4,8.2366317142520948,8.3048326581436278,9.1353159239579913,41.183158571260471,41.524163290718143,45.676579619789962,82.366317142520941,83.048326581436285,91.353159239579924,{"$f":"Input!$F$21*C1443","v":16.47326342850419},{"$f":"Input!$F$21*D1443","v":16.613261841115989},18.27458802522759]
[null,1434,1.647326342850419E-4,1.6613261841115989E-4,8.2366317142520948,8.3048326581436278,9.1353159239579913,41.183158571260471,41.524163290718143,45.676579619789962,82.366317142520941,83.048326581436285,91.353159239579924,{"$f":"Input!$F$21*C1444","v":16.47326342850419},{"$f":"Input!$F$21*D1444","v":16.613261841115989},18.27458802522759]
[null,1435,1.8363241998763476E-4,1.6613261841115989E-4,9.1816209993817388,8.3048326581436278,9.1353159239579913,45.908104996908691,41.524163290718143,45.676579619789962,91.816209993817381,83.048326581436285,91.353159239579924,{"$f":"Input!$F$21*C1445","v":18.363241998763478},{"$f":"Input!$F$21*D1445","v":16.613261841115989},18.27458802522759]
[null,1436,1.9063234061822475E-4,1.6613261841115989E-4,9.5316170309112369,8.3048326581436278,9.1353159239579913,47.65808515455619,41.524163290718143,45.676579619789962,95.31617030911238,83.048326581436285,91.353159239579924,{"$f":"Input!$F$21*C1446","v":19.063234061822474},{"$f":"Input!$F$21*D1446","v":16.613261841115989},18.27458802522759]
[null,1437,2.0043222950105071E-4,1.6613261841115989E-4,10.021611475052536,8.3048326581436278,9.1353159239579913,50.108057375262675,41.524163290718143,45.676579619789962,100.21611475052535,83.048326581436285,91.353159239579924,{"$f":"Input!$F$21*C1447","v":20.043222950105072},{"$f":"Input!$F$21*D1447","v":16.613261841115989},18.27458802522759]
[null,1438,2.0673215806858166E-4,1.6613261841115989E-4,10.336607903429083,8.3048326581436278,9.1353159239579913,51.683039517145417,41.524163290718143,45.676579619789962,103.36607903429083,83.048326581436285,91.353159239579924,{"$f":"Input!$F$21*C1448","v":20.673215806858167},{"$f":"Input!$F$21*D1448","v":16.613261841115989},18.27458802522759]
[null,1439,2.1303208663611261E-4,1.6613261841115989E-4,10.651604331805631,8.3048326581436278,9.1353159239579913,53.258021659028152,41.524163290718143,45.676579619789962,106.5160433180563,83.048326581436285,91.353159239579924,{"$f":"Input!$F$21*C1449","v":21.303208663611262},{"$f":"Input!$F$21*D1449","v":16.613261841115989},18.27458802522759]
[null,1440,2.1793203107752562E-4,1.6613261841115989E-4,10.89660155387628,8.3048326581436278,9.1353159239579913,54.483007769381402,41.524163290718143,45.676579619789962,108.9660155387628,83.048326581436285,91.353159239579924,{"$f":"Input!$F$21*C1450","v":21.793203107752561},{"$f":"Input!$F$21*D1450","v":16.613261841115989},18.27458802522759]
[null,1441,2.1933201520364361E-4,1.6613261841115989E-4,10.96660076018218,8.3048326581436278,9.1353159239579913,54.833003800910902,41.524163290718143,45.676579619789962,109.6660076018218,83.048326581436285,91.353159239579924,{"$f":"Input!$F$21*C1451","v":21.93320152036436},{"$f":"Input!$F$21*D1451","v":16.613261841115989},18.27458802522759]
[null,1442,2.1163210250999462E-4,1.6613261841115989E-4,10.581605125499731,8.3048326581436278,9.1353159239579913,52.908025627498652,41.524163290718143,45.676579619789962,105.8160512549973,83.048326581436285,91.353159239579924,{"$f":"Input!$F$21*C1452","v":21.163210250999462},{"$f":"Input!$F$21*D1452","v":16.613261841115989},18.27458802522759]
[null,1443,2.0463218187940469E-4,1.6613261841115989E-4,10.231609093970235,8.3048326581436278,9.1353159239579913,51.158045469851174,41.524163290718143,45.676579619789962,102.31609093970235,83.048326581436285,91.353159239579924,{"$f":"Input!$F$21*C1453","v":20.46321818794047},{"$f":"Input!$F$21*D1453","v":16.613261841115989},18.27458802522759]
[null,1444,2.0253220569022769E-4,1.6613261841115989E-4,10.126610284511385,8.3048326581436278,9.1353159239579913,50.633051422556925,41.524163290718143,45.676579619789962,101.26610284511385,83.048326581436285,91.353159239579924,{"$f":"Input!$F$21*C1454","v":20.253220569022769},{"$f":"Input!$F$21*D1454","v":16.613261841115989},18.27458802522759]
[null,1445,2.011322215641097E-4,1.6613261841115989E-4,10.056611078205485,8.3048326581436278,9.1353159239579913,50.283055391027425,41.524163290718143,45.676579619789962,100.56611078205485,83.048326581436285,91.353159239579924,{"$f":"Input!$F$21*C1455","v":20.11322215641097},{"$f":"Input!$F$21*D1455","v":16.613261841115989},18.27458802522759]
[null,1446,1.976322612488147E-4,1.6613261841115989E-4,9.881613062440735,8.3048326581436278,9.1353159239579913,49.408065312203675,41.524163290718143,45.676579619789962,98.81613062440735,83.048326581436285,91.353159239579924,{"$f":"Input!$F$21*C1456","v":19.76322612488147},{"$f":"Input!$F$21*D1456","v":16.613261841115989},18.27458802522759]
[null,1447,1.9693226918575575E-4,1.6613261841115989E-4,9.8466134592877879,8.3048326581436278,9.1353159239579913,49.233067296438939,41.524163290718143,45.676579619789962,98.466134592877879,83.048326581436285,91.353159239579924,{"$f":"Input!$F$21*C1457","v":19.693226918575576},{"$f":"Input!$F$21*D1457","v":16.613261841115989},18.27458802522759]
[null,1448,1.9693226918575575E-4,1.6613261841115989E-4,9.8466134592877879,8.3048326581436278,9.1353159239579913,49.233067296438939,41.524163290718143,45.676579619789962,98.466134592877879,83.048326581436285,91.353159239579924,{"$f":"Input!$F$21*C1458","v":19.693226918575576},{"$f":"Input!$F$21*D1458","v":16.613261841115989},18.27458802522759]
[null,1449,1.8783237236598876E-4,1.6613261841115989E-4,9.3916186182994377,8.3048326581436278,9.1353159239579913,46.95809309149719,41.524163290718143,45.676579619789962,93.91618618299438,83.048326581436285,91.353159239579924,{"$f":"Input!$F$21*C1459","v":18.783237236598875},{"$f":"Input!$F$21*D1459","v":16.613261841115989},18.27458802522759]
[null,1450,1.7663249935704484E-4,1.6613261841115989E-4,8.8316249678522425,8.3048326581436278,9.1353159239579913,44.158124839261205,41.524163290718143,45.676579619789962,88.316249678522411,83.048326581436285,91.353159239579924,{"$f":"Input!$F$21*C1460","v":17.663249935704485},{"$f":"Input!$F$21*D1460","v":16.613261841115989},18.27458802522759]
[null,1451,1.6543262634810091E-4,1.6613261841115989E-4,8.2716313174050455,8.3048326581436278,9.1353159239579913,41.358156587025228,41.524163290718143,45.676579619789962,82.716313174050455,83.048326581436285,91.353159239579924,{"$f":"Input!$F$21*C1461","v":16.543262634810091},{"$f":"Input!$F$21*D1461","v":16.613261841115989},18.27458802522759]
[null,1452,1.5983268984362891E-4,1.6613261841115989E-4,7.9916344921814453,8.3048326581436278,9.1353159239579913,39.958172460907228,41.524163290718143,45.676579619789962,79.916344921814456,83.048326581436285,91.353159239579924,{"$f":"Input!$F$21*C1462","v":15.983268984362891},{"$f":"Input!$F$21*D1462","v":16.613261841115989},18.27458802522759]
[null,1453,1.5773271365445191E-4,1.6613261841115989E-4,7.8866356827225959,8.3048326581436278,9.1353159239579913,39.433178413612978,41.524163290718143,45.676579619789962,78.866356827225957,83.048326581436285,91.353159239579924,{"$f":"Input!$F$21*C1463","v":15.773271365445192},{"$f":"Input!$F$21*D1463","v":16.613261841115989},18.27458802522759]
[null,1454,1.5493274540221596E-4,1.6613261841115989E-4,7.7466372701107975,8.3048326581436278,9.1353159239579913,38.733186350553993,41.524163290718143,45.676579619789962,77.466372701107986,83.048326581436285,91.353159239579924,{"$f":"Input!$F$21*C1464","v":15.493274540221595},{"$f":"Input!$F$21*D1464","v":16.613261841115989},18.27458802522759]
[null,1455,1.5353276127609797E-4,1.6613261841115989E-4,7.6766380638048988,8.3048326581436278,9.1353159239579913,38.383190319024493,41.524163290718143,45.676579619789962,76.766380638048986,83.048326581436285,91.353159239579924,{"$f":"Input!$F$21*C1465","v":15.353276127609798},{"$f":"Input!$F$21*D1465","v":16.613261841115989},18.27458802522759]
[null,1456,1.5493274540221596E-4,1.6613261841115989E-4,7.7466372701107975,8.3048326581436278,9.1353159239579913,38.733186350553993,41.524163290718143,45.676579619789962,77.466372701107986,83.048326581436285,91.353159239579924,{"$f":"Input!$F$21*C1466","v":15.493274540221595},{"$f":"Input!$F$21*D1466","v":16.613261841115989},18.27458802522759]
[null,1457,1.5563273746527491E-4,1.6613261841115989E-4,7.7816368732637455,8.3048326581436278,9.1353159239579913,38.908184366318729,41.524163290718143,45.676579619789962,77.816368732637457,83.048326581436285,91.353159239579924,{"$f":"Input!$F$21*C1467","v":15.563273746527491},{"$f":"Input!$F$21*D1467","v":16.613261841115989},18.27458802522759]
[null,1458,1.6403264222198289E-4,1.6613261841115989E-4,8.2016321110991441,8.3048326581436278,9.1353159239579913,41.008160555495721,41.524163290718143,45.676579619789962,82.016321110991441,83.048326581436285,91.353159239579924,{"$f":"Input!$F$21*C1468","v":16.403264222198288},{"$f":"Input!$F$21*D1468","v":16.613261841115989},18.27458802522759]
[null,1459,1.7243254697869089E-4,1.6613261841115989E-4,8.6216273489345436,8.3048326581436278,9.1353159239579913,43.10813674467272,41.524163290718143,45.676579619789962,86.21627348934544,83.048326581436285,91.353159239579924,{"$f":"Input!$F$21*C1469","v":17.243254697869087},{"$f":"Input!$F$21*D1469","v":16.613261841115989},18.27458802522759]
[null,1460,1.7663249935704484E-4,1.6613261841115989E-4,8.8316249678522425,8.3048326581436278,9.1353159239579913,44.158124839261205,41.524163290718143,45.676579619789962,88.316249678522411,83.048326581436285,91.353159239579924,{"$f":"Input!$F$21*C1470","v":17.663249935704485},{"$f":"Input!$F$21*D1470","v":16.613261841115989},18.27458802522759]
[null,1461,1.7523251523092684E-4,1.6613261841115989E-4,8.7616257615463429,8.3048326581436278,9.1353159239579913,43.808128807731713,41.524163290718143,45.676579619789962,87.616257615463425,83.048326581436285,91.353159239579924,{"$f":"Input!$F$21*C1471","v":17.523251523092686},{"$f":"Input!$F$21*D1471","v":16.613261841115989},18.27458802522759]
[null,1462,1.7453252316786783E-4,1.6613261841115989E-4,8.7266261583933922,8.3048326581436278,9.1353159239579913,43.633130791966956,41.524163290718143,45.676579619789962,87.266261583933911,83.048326581436285,91.353159239579924,{"$f":"Input!$F$21*C1472","v":17.453252316786784},{"$f":"Input!$F$21*D1472","v":16.613261841115989},18.27458802522759]
[null,1463,1.7593250729398583E-4,1.6613261841115989E-4,8.7966253646992918,8.3048326581436278,9.1353159239579913,43.983126823496455,41.524163290718143,45.676579619789962,87.966253646992911,83.048326581436285,91.353159239579924,{"$f":"Input!$F$21*C1473","v":17.593250729398584},{"$f":"Input!$F$21*D1473","v":16.613261841115989},18.27458802522759]
[null,1464,1.7873247554622181E-4,1.6613261841115989E-4,8.936623777311091,8.3048326581436278,9.1353159239579913,44.683118886555455,41.524163290718143,45.676579619789962,89.36623777311091,83.048326581436285,91.353159239579924,{"$f":"Input!$F$21*C1474","v":17.873247554622182},{"$f":"Input!$F$21*D1474","v":16.613261841115989},18.27458802522759]
[null,1465,1.7873247554622181E-4,1.6613261841115989E-4,8.936623777311091,8.3048326581436278,9.1353159239579913,44.683118886555455,41.524163290718143,45.676579619789962,89.36623777311091,83.048326581436285,91.353159239579924,{"$f":"Input!$F$21*C1475","v":17.873247554622182},{"$f":"Input!$F$21*D1475","v":16.613261841115989},18.27458802522759]
[null,1466,1.7803248348316283E-4,1.6613261841115989E-4,8.9016241741581421,8.3048326581436278,9.1353159239579913,44.508120870790705,41.524163290718143,45.676579619789962,89.01624174158141,83.048326581436285,91.353159239579924,{"$f":"Input!$F$21*C1476","v":17.803248348316284},{"$f":"Input!$F$21*D1476","v":16.613261841115989},18.27458802522759]
[null,1467,1.7873247554622181E-4,1.6613261841115989E-4,8.936623777311091,8.3048326581436278,9.1353159239579913,44.683118886555455,41.524163290718143,45.676579619789962,89.36623777311091,83.048326581436285,91.353159239579924,{"$f":"Input!$F$21*C1477","v":17.873247554622182},{"$f":"Input!$F$21*D1477","v":16.613261841115989},18.27458802522759]
[null,1468,1.8013245967233983E-4,1.6613261841115989E-4,9.0066229836169907,8.3048326581436278,9.1353159239579913,45.033114918084955,41.524163290718143,45.676579619789962,90.06622983616991,83.048326581436285,91.353159239579924,{"$f":"Input!$F$21*C1478","v":18.013245967233981},{"$f":"Input!$F$21*D1478","v":16.613261841115989},18.27458802522759]
[null,1469,1.7873247554622181E-4,1.6613261841115989E-4,8.936623777311091,8.3048326581436278,9.1353159239579913,44.683118886555455,41.524163290718143,45.676579619789962,89.36623777311091,83.048326581436285,91.353159239579924,{"$f":"Input!$F$21*C1479","v":17.873247554622182},{"$f":"Input!$F$21*D1479","v":16.613261841115989},18.27458802522759]
[null,1470,1.7733249142010382E-4,1.6613261841115989E-4,8.8666245710051914,8.3048326581436278,9.1353159239579913,44.333122855025955,41.524163290718143,45.676579619789962,88.666245710051911,83.048326581436285,91.353159239579924,{"$f":"Input!$F$21*C1480","v":17.733249142010383},{"$f":"Input!$F$21*D1480","v":16.613261841115989},18.27458802522759]
[null,1471,1.7803248348316283E-4,1.6613261841115989E-4,8.9016241741581421,8.3048326581436278,9.1353159239579913,44.508120870790705,41.524163290718143,45.676579619789962,89.01624174158141,83.048326581436285,91.353159239579924,{"$f":"Input!$F$21*C1481","v":17.803248348316284},{"$f":"Input!$F$21*D1481","v":16.613261841115989},18.27458802522759]
[null,1472,1.7663249935704484E-4,1.6613261841115989E-4,8.8316249678522425,8.3048326581436278,9.1353159239579913,44.158124839261205,41.524163290718143,45.676579619789962,88.316249678522411,83.048326581436285,91.353159239579924,{"$f":"Input!$F$21*C1482","v":17.663249935704485},{"$f":"Input!$F$21*D1482","v":16.613261841115989},18.27458802522759]
[null,1473,1.7453252316786783E-4,1.6543262634810091E-4,{"$f":"$E$9*C1483","v":8.7266261583933922},8.2698406318857511,{"$f":"F1483*1.1","v":9.0968246950743268},{"$f":"$H$9*C1483","v":43.633130791966956},41.349203159428754,{"$f":"I1483*1.1","v":45.484123475371632},{"$f":"$K$9*C1483","v":87.266261583933911},82.698406318857508,{"$f":"L1483*1.1","v":90.968246950743264},{"$f":"Input!$F$21*C1483","v":17.453252316786784},{"$f":"Input!$F$21*D1483","v":16.543262634810091},18.197588898291102]
[null,1474,1.7103256285257284E-4,1.6543262634810091E-4,8.5516281426286422,8.2698406318857511,9.0968246950743268,42.758140713143213,41.349203159428754,45.484123475371632,85.516281426286426,82.698406318857508,90.968246950743264,{"$f":"Input!$F$21*C1484","v":17.103256285257284},{"$f":"Input!$F$21*D1484","v":16.543262634810091},{"$f":"O1484*1.1","v":18.197588898291102}]
[null,1475,1.668326104742189E-4,1.6543262634810091E-4,8.3416305237109452,8.2698406318857511,9.0968246950743268,41.708152618554728,41.349203159428754,45.484123475371632,83.416305237109455,82.698406318857508,90.968246950743264,{"$f":"Input!$F$21*C1485","v":16.68326104742189},{"$f":"Input!$F$21*D1485","v":16.543262634810091},18.197588898291102]
[null,1476,1.626326580958649E-4,1.6543262634810091E-4,8.1316329047932445,8.2698406318857511,9.0968246950743268,40.658164523966221,41.349203159428754,45.484123475371632,81.316329047932442,82.698406318857508,90.968246950743264,{"$f":"Input!$F$21*C1486","v":16.263265809586489},{"$f":"Input!$F$21*D1486","v":16.543262634810091},18.197588898291102]
[null,1477,1.5843270571751092E-4,1.6543262634810091E-4,7.9216352858755466,8.2698406318857511,9.0968246950743268,39.608176429377728,41.349203159428754,45.484123475371632,79.216352858755457,82.698406318857508,90.968246950743264,{"$f":"Input!$F$21*C1487","v":15.843270571751093},{"$f":"Input!$F$21*D1487","v":16.543262634810091},18.197588898291102]
[null,1478,1.5773271365445191E-4,1.6543262634810091E-4,7.8866356827225959,8.2698406318857511,9.0968246950743268,39.433178413612978,41.349203159428754,45.484123475371632,78.866356827225957,82.698406318857508,90.968246950743264,{"$f":"Input!$F$21*C1488","v":15.773271365445192},{"$f":"Input!$F$21*D1488","v":16.543262634810091},18.197588898291102]
[null,1479,1.5983268984362891E-4,1.6543262634810091E-4,7.9916344921814453,8.2698406318857511,9.0968246950743268,39.958172460907228,41.349203159428754,45.484123475371632,79.916344921814456,82.698406318857508,90.968246950743264,{"$f":"Input!$F$21*C1489","v":15.983268984362891},{"$f":"Input!$F$21*D1489","v":16.543262634810091},18.197588898291102]
[null,1480,1.6333265015892391E-4,1.6543262634810091E-4,8.1666325079461952,8.2698406318857511,9.0968246950743268,40.833162539730978,41.349203159428754,45.484123475371632,81.666325079461956,82.698406318857508,90.968246950743264,{"$f":"Input!$F$21*C1490","v":16.33326501589239},{"$f":"Input!$F$21*D1490","v":16.543262634810091},18.197588898291102]
[null,1481,1.689325866633959E-4,1.6543262634810091E-4,8.4466293331697955,8.2698406318857511,9.0968246950743268,42.233146665848977,41.349203159428754,45.484123475371632,84.466293331697955,82.698406318857508,90.968246950743264,{"$f":"Input!$F$21*C1491","v":16.893258666339591},{"$f":"Input!$F$21*D1491","v":16.543262634810091},18.197588898291102]
[null,1482,1.7173255491563185E-4,1.6543262634810091E-4,8.5866277457815929,8.2698406318857511,9.0968246950743268,42.933138728907963,41.349203159428754,45.484123475371632,85.866277457815926,82.698406318857508,90.968246950743264,{"$f":"Input!$F$21*C1492","v":17.173255491563186},{"$f":"Input!$F$21*D1492","v":16.543262634810091},18.197588898291102]
[null,1483,1.7313253904174984E-4,1.6543262634810091E-4,8.6566269520874926,8.2698406318857511,9.0968246950743268,43.283134760437463,41.349203159428754,45.484123475371632,86.566269520874926,82.698406318857508,90.968246950743264,{"$f":"Input!$F$21*C1493","v":17.313253904174985},{"$f":"Input!$F$21*D1493","v":16.543262634810091},18.197588898291102]
[null,1484,1.7453252316786783E-4,1.6543262634810091E-4,8.7266261583933922,8.2698406318857511,9.0968246950743268,43.633130791966956,41.349203159428754,45.484123475371632,87.266261583933911,82.698406318857508,90.968246950743264,{"$f":"Input!$F$21*C1494","v":17.453252316786784},{"$f":"Input!$F$21*D1494","v":16.543262634810091},18.197588898291102]
[null,1485,1.7453252316786783E-4,1.6543262634810091E-4,8.7266261583933922,8.2698406318857511,9.0968246950743268,43.633130791966956,41.349203159428754,45.484123475371632,87.266261583933911,82.698406318857508,90.968246950743264,{"$f":"Input!$F$21*C1495","v":17.453252316786784},{"$f":"Input!$F$21*D1495","v":16.543262634810091},18.197588898291102]
[null,1486,1.7593250729398583E-4,1.6543262634810091E-4,8.7966253646992918,8.2698406318857511,9.0968246950743268,43.983126823496455,41.349203159428754,45.484123475371632,87.966253646992911,82.698406318857508,90.968246950743264,{"$f":"Input!$F$21*C1496","v":17.593250729398584},{"$f":"Input!$F$21*D1496","v":16.543262634810091},18.197588898291102]
[null,1487,1.7733249142010382E-4,1.6543262634810091E-4,8.8666245710051914,8.2698406318857511,9.0968246950743268,44.333122855025955,41.349203159428754,45.484123475371632,88.666245710051911,82.698406318857508,90.968246950743264,{"$f":"Input!$F$21*C1497","v":17.733249142010383},{"$f":"Input!$F$21*D1497","v":16.543262634810091},18.197588898291102]
[null,1488,1.7873247554622181E-4,1.6543262634810091E-4,8.936623777311091,8.2698406318857511,9.0968246950743268,44.683118886555455,41.349203159428754,45.484123475371632,89.36623777311091,82.698406318857508,90.968246950743264,{"$f":"Input!$F$21*C1498","v":17.873247554622182},{"$f":"Input!$F$21*D1498","v":16.543262634810091},18.197588898291102]
[null,1489,1.8083245173539881E-4,1.6543262634810091E-4,9.0416225867699396,8.2698406318857511,9.0968246950743268,45.208112933849705,41.349203159428754,45.484123475371632,90.41622586769941,82.698406318857508,90.968246950743264,{"$f":"Input!$F$21*C1499","v":18.083245173539879},{"$f":"Input!$F$21*D1499","v":16.543262634810091},18.197588898291102]
[null,1490,1.8153244379845782E-4,1.6543262634810091E-4,9.0766221899228903,8.2698406318857511,9.0968246950743268,45.383110949614455,41.349203159428754,45.484123475371632,90.76622189922891,82.698406318857508,90.968246950743264,{"$f":"Input!$F$21*C1500","v":18.153244379845781},{"$f":"Input!$F$21*D1500","v":16.543262634810091},18.197588898291102]
[null,1491,1.8433241205069377E-4,1.6543262634810091E-4,9.2166206025346895,8.2698406318857511,9.0968246950743268,46.08310301267344,41.349203159428754,45.484123475371632,92.166206025346881,82.698406318857508,90.968246950743264,{"$f":"Input!$F$21*C1501","v":18.433241205069379},{"$f":"Input!$F$21*D1501","v":16.543262634810091},18.197588898291102]
[null,1492,1.8713238030292976E-4,1.6543262634810091E-4,9.356619015146487,8.2698406318857511,9.0968246950743268,46.78309507573244,41.349203159428754,45.484123475371632,93.56619015146488,82.698406318857508,90.968246950743264,{"$f":"Input!$F$21*C1502","v":18.713238030292974},{"$f":"Input!$F$21*D1502","v":16.543262634810091},18.197588898291102]
[null,1493,1.8993234855516577E-4,1.6543262634810091E-4,9.496617427758288,8.2698406318857511,9.0968246950743268,47.48308713879144,41.349203159428754,45.484123475371632,94.96617427758288,82.698406318857508,90.968246950743264,{"$f":"Input!$F$21*C1503","v":18.993234855516576},{"$f":"Input!$F$21*D1503","v":16.543262634810091},18.197588898291102]
[null,1494,1.9133233268128376E-4,1.6543262634810091E-4,9.5666166340641876,8.2698406318857511,9.0968246950743268,47.83308317032094,41.349203159428754,45.484123475371632,95.66616634064188,82.698406318857508,90.968246950743264,{"$f":"Input!$F$21*C1504","v":19.133233268128375},{"$f":"Input!$F$21*D1504","v":16.543262634810091},18.197588898291102]
[null,1495,1.9413230093351974E-4,1.6543262634810091E-4,9.7066150466759868,8.2698406318857511,9.0968246950743268,48.533075233379932,41.349203159428754,45.484123475371632,97.066150466759865,82.698406318857508,90.968246950743264,{"$f":"Input!$F$21*C1505","v":19.413230093351974},{"$f":"Input!$F$21*D1505","v":16.543262634810091},18.197588898291102]
[null,1496,1.9483229299657875E-4,1.6543262634810091E-4,9.7416146498289375,8.2698406318857511,9.0968246950743268,48.708073249144689,41.349203159428754,45.484123475371632,97.416146498289379,82.698406318857508,90.968246950743264,{"$f":"Input!$F$21*C1506","v":19.483229299657875},{"$f":"Input!$F$21*D1506","v":16.543262634810091},18.197588898291102]
[null,1497,1.9273231680740175E-4,1.6543262634810091E-4,9.6366158403700872,8.2698406318857511,9.0968246950743268,48.18307920185044,41.349203159428754,45.484123475371632,96.366158403700879,82.698406318857508,90.968246950743264,{"$f":"Input!$F$21*C1507","v":19.273231680740174},{"$f":"Input!$F$21*D1507","v":16.543262634810091},18.197588898291102]
[null,1498,1.8993234855516577E-4,1.6543262634810091E-4,9.496617427758288,8.2698406318857511,9.0968246950743268,47.48308713879144,41.349203159428754,45.484123475371632,94.96617427758288,82.698406318857508,90.968246950743264,{"$f":"Input!$F$21*C1508","v":18.993234855516576},{"$f":"Input!$F$21*D1508","v":16.543262634810091},18.197588898291102]
[null,1499,1.8783237236598876E-4,1.6543262634810091E-4,9.3916186182994377,8.2698406318857511,9.0968246950743268,46.95809309149719,41.349203159428754,45.484123475371632,93.91618618299438,82.698406318857508,90.968246950743264,{"$f":"Input!$F$21*C1509","v":18.783237236598875},{"$f":"Input!$F$21*D1509","v":16.543262634810091},18.197588898291102]
[null,1500,1.8713238030292976E-4,1.6543262634810091E-4,9.356619015146487,8.2698406318857511,9.0968246950743268,46.78309507573244,41.349203159428754,45.484123475371632,93.56619015146488,82.698406318857508,90.968246950743264,{"$f":"Input!$F$21*C1510","v":18.713238030292974},{"$f":"Input!$F$21*D1510","v":16.543262634810091},18.197588898291102]
[null,1501,1.8643238823987077E-4,1.6543262634810091E-4,9.3216194119935381,8.2698406318857511,9.0968246950743268,46.60809705996769,41.349203159428754,45.484123475371632,93.216194119935381,82.698406318857508,90.968246950743264,{"$f":"Input!$F$21*C1511","v":18.643238823987076},{"$f":"Input!$F$21*D1511","v":16.543262634810091},18.197588898291102]
[null,1502,1.8013245967233983E-4,1.6543262634810091E-4,9.0066229836169907,8.2698406318857511,9.0968246950743268,45.033114918084955,41.349203159428754,45.484123475371632,90.06622983616991,82.698406318857508,90.968246950743264,{"$f":"Input!$F$21*C1512","v":18.013245967233981},{"$f":"Input!$F$21*D1512","v":16.543262634810091},18.197588898291102]
[null,1503,1.7943246760928082E-4,1.6543262634810091E-4,8.9716233804640417,8.2698406318857511,9.0968246950743268,44.858116902320205,41.349203159428754,45.484123475371632,89.71623380464041,82.698406318857508,90.968246950743264,{"$f":"Input!$F$21*C1513","v":17.943246760928083},{"$f":"Input!$F$21*D1513","v":16.543262634810091},18.197588898291102]
[null,1504,1.8293242792457581E-4,1.6543262634810091E-4,9.1466213962287899,8.2698406318857511,9.0968246950743268,45.733106981143955,41.349203159428754,45.484123475371632,91.46621396228791,82.698406318857508,90.968246950743264,{"$f":"Input!$F$21*C1514","v":18.29324279245758},{"$f":"Input!$F$21*D1514","v":16.543262634810091},18.197588898291102]
[null,1505,1.8573239617681176E-4,1.6543262634810091E-4,9.2866198088405874,8.2698406318857511,9.0968246950743268,46.43309904420294,41.349203159428754,45.484123475371632,92.866198088405881,82.698406318857508,90.968246950743264,{"$f":"Input!$F$21*C1515","v":18.573239617681175},{"$f":"Input!$F$21*D1515","v":16.543262634810091},18.197588898291102]
[null,1506,1.8923235649210676E-4,1.6543262634810091E-4,9.4616178246053373,8.2698406318857511,9.0968246950743268,47.30808912302669,41.349203159428754,45.484123475371632,94.61617824605338,82.698406318857508,90.968246950743264,{"$f":"Input!$F$21*C1516","v":18.923235649210675},{"$f":"Input!$F$21*D1516","v":16.543262634810091},18.197588898291102]
[null,1507,1.955322850596377E-4,1.6543262634810091E-4,9.7766142529818847,8.2698406318857511,9.0968246950743268,48.883071264909425,41.349203159428754,45.484123475371632,97.76614252981885,82.698406318857508,90.968246950743264,{"$f":"Input!$F$21*C1517","v":19.553228505963769},{"$f":"Input!$F$21*D1517","v":16.543262634810091},18.197588898291102]
[null,1508,2.0043222950105071E-4,1.6543262634810091E-4,10.021611475052536,8.2698406318857511,9.0968246950743268,50.108057375262675,41.349203159428754,45.484123475371632,100.21611475052535,82.698406318857508,90.968246950743264,{"$f":"Input!$F$21*C1518","v":20.043222950105072},{"$f":"Input!$F$21*D1518","v":16.543262634810091},18.197588898291102]
[null,1509,2.0603216600552268E-4,1.6543262634810091E-4,10.301608300276134,8.2698406318857511,9.0968246950743268,51.508041501380667,41.349203159428754,45.484123475371632,103.01608300276133,82.698406318857508,90.968246950743264,{"$f":"Input!$F$21*C1519","v":20.603216600552269},{"$f":"Input!$F$21*D1519","v":16.543262634810091},18.197588898291102]
[null,1510,2.1373207869917162E-4,1.6543262634810091E-4,10.686603934958582,8.2698406318857511,9.0968246950743268,53.433019674792902,41.349203159428754,45.484123475371632,106.8660393495858,82.698406318857508,90.968246950743264,{"$f":"Input!$F$21*C1520","v":21.373207869917163},{"$f":"Input!$F$21*D1520","v":16.543262634810091},18.197588898291102]
[null,1511,2.0603216600552268E-4,1.6543262634810091E-4,10.301608300276134,8.2698406318857511,9.0968246950743268,51.508041501380667,41.349203159428754,45.484123475371632,103.01608300276133,82.698406318857508,90.968246950743264,{"$f":"Input!$F$21*C1521","v":20.603216600552269},{"$f":"Input!$F$21*D1521","v":16.543262634810091},18.197588898291102]
[null,1512,2.0043222950105071E-4,1.6543262634810091E-4,10.021611475052536,8.2698406318857511,9.0968246950743268,50.108057375262675,41.349203159428754,45.484123475371632,100.21611475052535,82.698406318857508,90.968246950743264,{"$f":"Input!$F$21*C1522","v":20.043222950105072},{"$f":"Input!$F$21*D1522","v":16.543262634810091},18.197588898291102]
[null,1513,2.0393218981634568E-4,1.6543262634810091E-4,10.196609490817284,8.2698406318857511,9.0968246950743268,50.983047454086417,41.349203159428754,45.484123475371632,101.96609490817283,82.698406318857508,90.968246950743264,{"$f":"Input!$F$21*C1523","v":20.393218981634568},{"$f":"Input!$F$21*D1523","v":16.543262634810091},18.197588898291102]
[null,1514,2.0603216600552268E-4,1.647326342850419E-4,10.301608300276134,8.2348486056278691,9.0583334661906569,51.508041501380667,41.174243028139351,45.291667330953288,103.01608300276133,82.348486056278702,90.583334661906576,{"$f":"Input!$F$21*C1524","v":20.603216600552269},{"$f":"Input!$F$21*D1524","v":16.47326342850419},18.120589771354609]
[null,1515,2.0603216600552268E-4,1.647326342850419E-4,10.301608300276134,8.2348486056278691,9.0583334661906569,51.508041501380667,41.174243028139351,45.291667330953288,103.01608300276133,82.348486056278702,90.583334661906576,{"$f":"Input!$F$21*C1525","v":20.603216600552269},{"$f":"Input!$F$21*D1525","v":16.47326342850419},18.120589771354609]
[null,1516,2.0813214219469962E-4,1.647326342850419E-4,10.406607109734981,8.2348486056278691,9.0583334661906569,52.033035548674903,41.174243028139351,45.291667330953288,104.06607109734981,82.348486056278702,90.583334661906576,{"$f":"Input!$F$21*C1526","v":20.813214219469963},{"$f":"Input!$F$21*D1526","v":16.47326342850419},18.120589771354609]
[null,1517,2.165320469514076E-4,1.647326342850419E-4,10.826602347570381,8.2348486056278691,9.0583334661906569,54.133011737851902,41.174243028139351,45.291667330953288,108.2660234757038,82.348486056278702,90.583334661906576,{"$f":"Input!$F$21*C1527","v":21.653204695140762},{"$f":"Input!$F$21*D1527","v":16.47326342850419},18.120589771354609]
[null,1518,2.2003200726670259E-4,1.647326342850419E-4,11.001600363335129,8.2348486056278691,9.0583334661906569,55.008001816675645,41.174243028139351,45.291667330953288,110.01600363335129,82.348486056278702,90.583334661906576,{"$f":"Input!$F$21*C1528","v":22.003200726670258},{"$f":"Input!$F$21*D1528","v":16.47326342850419},18.120589771354609]
[null,1519,2.2493195170811555E-4,1.647326342850419E-4,11.246597585405777,8.2348486056278691,9.0583334661906569,56.232987927028887,41.174243028139351,45.291667330953288,112.46597585405777,82.348486056278702,90.583334661906576,{"$f":"Input!$F$21*C1529","v":22.493195170811553},{"$f":"Input!$F$21*D1529","v":16.47326342850419},18.120589771354609]
[null,1520,2.2633193583423354E-4,1.647326342850419E-4,11.316596791711676,8.2348486056278691,9.0583334661906569,56.582983958558387,41.174243028139351,45.291667330953288,113.16596791711677,82.348486056278702,90.583334661906576,{"$f":"Input!$F$21*C1530","v":22.633193583423353},{"$f":"Input!$F$21*D1530","v":16.47326342850419},18.120589771354609]
[null,1521,2.186320231405846E-4,1.647326342850419E-4,10.931601157029229,8.2348486056278691,9.0583334661906569,54.658005785146152,41.174243028139351,45.291667330953288,109.3160115702923,82.348486056278702,90.583334661906576,{"$f":"Input!$F$21*C1531","v":21.863202314058459},{"$f":"Input!$F$21*D1531","v":16.47326342850419},18.120589771354609]
[null,1522,2.1163210250999462E-4,1.647326342850419E-4,10.581605125499731,8.2348486056278691,9.0583334661906569,52.908025627498652,41.174243028139351,45.291667330953288,105.8160512549973,82.348486056278702,90.583334661906576,{"$f":"Input!$F$21*C1532","v":21.163210250999462},{"$f":"Input!$F$21*D1532","v":16.47326342850419},18.120589771354609]
[null,1523,2.0533217394246367E-4,1.647326342850419E-4,10.266608697123184,8.2348486056278691,9.0583334661906569,51.333043485615917,41.174243028139351,45.291667330953288,102.66608697123183,82.348486056278702,90.583334661906576,{"$f":"Input!$F$21*C1533","v":20.533217394246368},{"$f":"Input!$F$21*D1533","v":16.47326342850419},18.120589771354609]
[null,1524,2.0463218187940469E-4,1.647326342850419E-4,10.231609093970235,8.2348486056278691,9.0583334661906569,51.158045469851174,41.174243028139351,45.291667330953288,102.31609093970235,82.348486056278702,90.583334661906576,{"$f":"Input!$F$21*C1534","v":20.46321818794047},{"$f":"Input!$F$21*D1534","v":16.47326342850419},18.120589771354609]
[null,1525,1.997322374379917E-4,1.647326342850419E-4,9.9866118718995853,8.2348486056278691,9.0583334661906569,49.933059359497925,41.174243028139351,45.291667330953288,99.86611871899585,82.348486056278702,90.583334661906576,{"$f":"Input!$F$21*C1535","v":19.973223743799171},{"$f":"Input!$F$21*D1535","v":16.47326342850419},18.120589771354609]
[null,1526,1.9623227712269674E-4,1.647326342850419E-4,9.8116138561348372,8.2348486056278691,9.0583334661906569,49.058069280674182,41.174243028139351,45.291667330953288,98.116138561348365,82.348486056278702,90.583334661906576,{"$f":"Input!$F$21*C1536","v":19.623227712269674},{"$f":"Input!$F$21*D1536","v":16.47326342850419},18.120589771354609]
[null,1527,1.9343230887046076E-4,1.647326342850419E-4,9.6716154435230379,8.2348486056278691,9.0583334661906569,48.35807721761519,41.174243028139351,45.291667330953288,96.716154435230379,82.348486056278702,90.583334661906576,{"$f":"Input!$F$21*C1537","v":19.343230887046076},{"$f":"Input!$F$21*D1537","v":16.47326342850419},18.120589771354609]
[null,1528,1.9133233268128376E-4,1.647326342850419E-4,9.5666166340641876,8.2348486056278691,9.0583334661906569,47.83308317032094,41.174243028139351,45.291667330953288,95.66616634064188,82.348486056278702,90.583334661906576,{"$f":"Input!$F$21*C1538","v":19.133233268128375},{"$f":"Input!$F$21*D1538","v":16.47326342850419},18.120589771354609]
[null,1529,1.9203232474434274E-4,1.647326342850419E-4,9.6016162372171365,8.2348486056278691,9.0583334661906569,48.008081186085683,41.174243028139351,45.291667330953288,96.016162372171365,82.348486056278702,90.583334661906576,{"$f":"Input!$F$21*C1539","v":19.203232474434273},{"$f":"Input!$F$21*D1539","v":16.47326342850419},18.120589771354609]
[null,1530,1.9623227712269674E-4,1.647326342850419E-4,9.8116138561348372,8.2348486056278691,9.0583334661906569,49.058069280674182,41.174243028139351,45.291667330953288,98.116138561348365,82.348486056278702,90.583334661906576,{"$f":"Input!$F$21*C1540","v":19.623227712269674},{"$f":"Input!$F$21*D1540","v":16.47326342850419},18.120589771354609]
[null,1531,2.0673215806858166E-4,1.647326342850419E-4,10.336607903429083,8.2348486056278691,9.0583334661906569,51.683039517145417,41.174243028139351,45.291667330953288,103.36607903429083,82.348486056278702,90.583334661906576,{"$f":"Input!$F$21*C1541","v":20.673215806858167},{"$f":"Input!$F$21*D1541","v":16.47326342850419},18.120589771354609]
[null,1532,2.1933201520364361E-4,1.647326342850419E-4,10.96660076018218,8.2348486056278691,9.0583334661906569,54.833003800910902,41.174243028139351,45.291667330953288,109.6660076018218,82.348486056278702,90.583334661906576,{"$f":"Input!$F$21*C1542","v":21.93320152036436},{"$f":"Input!$F$21*D1542","v":16.47326342850419},18.120589771354609]
[null,1533,2.2633193583423354E-4,1.647326342850419E-4,11.316596791711676,8.2348486056278691,9.0583334661906569,56.582983958558387,41.174243028139351,45.291667330953288,113.16596791711677,82.348486056278702,90.583334661906576,{"$f":"Input!$F$21*C1543","v":22.633193583423353},{"$f":"Input!$F$21*D1543","v":16.47326342850419},18.120589771354609]
[null,1534,2.2983189614952853E-4,1.647326342850419E-4,11.491594807476426,8.2348486056278691,9.0583334661906569,57.457974037382129,41.174243028139351,45.291667330953288,114.91594807476426,82.348486056278702,90.583334661906576,{"$f":"Input!$F$21*C1544","v":22.983189614952853},{"$f":"Input!$F$21*D1544","v":16.47326342850419},18.120589771354609]
[null,1535,2.2353196758199755E-4,1.647326342850419E-4,11.176598379099877,8.2348486056278691,9.0583334661906569,55.882991895499387,41.174243028139351,45.291667330953288,111.76598379099877,82.348486056278702,90.583334661906576,{"$f":"Input!$F$21*C1545","v":22.353196758199754},{"$f":"Input!$F$21*D1545","v":16.47326342850419},18.120589771354609]
[null,1536,2.2633193583423354E-4,1.647326342850419E-4,11.316596791711676,8.2348486056278691,9.0583334661906569,56.582983958558387,41.174243028139351,45.291667330953288,113.16596791711677,82.348486056278702,90.583334661906576,{"$f":"Input!$F$21*C1546","v":22.633193583423353},{"$f":"Input!$F$21*D1546","v":16.47326342850419},18.120589771354609]
[null,1537,2.3193187233870553E-4,1.647326342850419E-4,{"$f":"$E$9*C1547","v":11.596593616935277},8.2348486056278691,{"$f":"F1547*1.1","v":9.0583334661906569},{"$f":"$H$9*C1547","v":57.982968084676379},41.174243028139351,{"$f":"I1547*1.1","v":45.291667330953288},{"$f":"$K$9*C1547","v":115.96593616935276},82.348486056278702,{"$f":"L1547*1.1","v":90.583334661906576},{"$f":"Input!$F$21*C1547","v":23.193187233870553},{"$f":"Input!$F$21*D1547","v":16.47326342850419},18.120589771354609]
[null,1538,2.4243175328459048E-4,1.647326342850419E-4,12.121587664229525,8.2348486056278691,9.0583334661906569,60.607938321147621,41.174243028139351,45.291667330953288,121.21587664229524,82.348486056278702,90.583334661906576,{"$f":"Input!$F$21*C1548","v":24.243175328459049},{"$f":"Input!$F$21*D1548","v":16.47326342850419},{"$f":"O1548*1.1","v":18.120589771354609}]
[null,1539,2.4733169772600343E-4,1.647326342850419E-4,12.366584886300172,8.2348486056278691,9.0583334661906569,61.832924431500857,41.174243028139351,45.291667330953288,123.66584886300171,82.348486056278702,90.583334661906576,{"$f":"Input!$F$21*C1549","v":24.733169772600345},{"$f":"Input!$F$21*D1549","v":16.47326342850419},18.120589771354609]
[null,1540,2.4873168185212145E-4,1.647326342850419E-4,12.436584092606072,8.2348486056278691,9.0583334661906569,62.182920463030364,41.174243028139351,45.291667330953288,124.36584092606073,82.348486056278702,90.583334661906576,{"$f":"Input!$F$21*C1550","v":24.873168185212144},{"$f":"Input!$F$21*D1550","v":16.47326342850419},18.120589771354609]
[null,1541,2.4453172947376745E-4,1.647326342850419E-4,12.226586473688373,8.2348486056278691,9.0583334661906569,61.132932368441864,41.174243028139351,45.291667330953288,122.26586473688373,82.348486056278702,90.583334661906576,{"$f":"Input!$F$21*C1551","v":24.453172947376746},{"$f":"Input!$F$21*D1551","v":16.47326342850419},18.120589771354609]
[null,1542,2.3053188821258754E-4,1.647326342850419E-4,11.526594410629377,8.2348486056278691,9.0583334661906569,57.632972053146887,41.174243028139351,45.291667330953288,115.26594410629377,82.348486056278702,90.583334661906576,{"$f":"Input!$F$21*C1552","v":23.053188821258754},{"$f":"Input!$F$21*D1552","v":16.47326342850419},18.120589771354609]
[null,1543,2.207319993297616E-4,1.647326342850419E-4,11.03659996648808,8.2348486056278691,9.0583334661906569,55.182999832440402,41.174243028139351,45.291667330953288,110.3659996648808,82.348486056278702,90.583334661906576,{"$f":"Input!$F$21*C1553","v":22.073199932976159},{"$f":"Input!$F$21*D1553","v":16.47326342850419},18.120589771354609]
[null,1544,2.1513206282528961E-4,1.647326342850419E-4,10.756603141264481,8.2348486056278691,9.0583334661906569,53.783015706322402,41.174243028139351,45.291667330953288,107.5660314126448,82.348486056278702,90.583334661906576,{"$f":"Input!$F$21*C1554","v":21.513206282528962},{"$f":"Input!$F$21*D1554","v":16.47326342850419},18.120589771354609]
[null,1545,2.032321977532867E-4,1.647326342850419E-4,10.161609887664335,8.2348486056278691,9.0583334661906569,50.808049438321675,41.174243028139351,45.291667330953288,101.61609887664335,82.348486056278702,90.583334661906576,{"$f":"Input!$F$21*C1555","v":20.323219775328671},{"$f":"Input!$F$21*D1555","v":16.47326342850419},18.120589771354609]
[null,1546,1.8013245967233983E-4,1.647326342850419E-4,9.0066229836169907,8.2348486056278691,9.0583334661906569,45.033114918084955,41.174243028139351,45.291667330953288,90.06622983616991,82.348486056278702,90.583334661906576,{"$f":"Input!$F$21*C1556","v":18.013245967233981},{"$f":"Input!$F$21*D1556","v":16.47326342850419},18.120589771354609]
[null,1547,1.7733249142010382E-4,1.647326342850419E-4,8.8666245710051914,8.2348486056278691,9.0583334661906569,44.333122855025955,41.174243028139351,45.291667330953288,88.666245710051911,82.348486056278702,90.583334661906576,{"$f":"Input!$F$21*C1557","v":17.733249142010383},{"$f":"Input!$F$21*D1557","v":16.47326342850419},18.120589771354609]
[null,1548,1.7103256285257284E-4,1.647326342850419E-4,8.5516281426286422,8.2348486056278691,9.0583334661906569,42.758140713143213,41.174243028139351,45.291667330953288,85.516281426286426,82.348486056278702,90.583334661906576,{"$f":"Input!$F$21*C1558","v":17.103256285257284},{"$f":"Input!$F$21*D1558","v":16.47326342850419},18.120589771354609]
[null,1549,1.668326104742189E-4,1.647326342850419E-4,8.3416305237109452,8.2348486056278691,9.0583334661906569,41.708152618554728,41.174243028139351,45.291667330953288,83.416305237109455,82.348486056278702,90.583334661906576,{"$f":"Input!$F$21*C1559","v":16.68326104742189},{"$f":"Input!$F$21*D1559","v":16.47326342850419},18.120589771354609]
[null,1550,1.6543262634810091E-4,1.647326342850419E-4,8.2716313174050455,8.2348486056278691,9.0583334661906569,41.358156587025228,41.174243028139351,45.291667330953288,82.716313174050455,82.348486056278702,90.583334661906576,{"$f":"Input!$F$21*C1560","v":16.543262634810091},{"$f":"Input!$F$21*D1560","v":16.47326342850419},18.120589771354609]
[null,1551,1.612326739697469E-4,1.647326342850419E-4,8.0616336984873449,8.2348486056278691,9.0583334661906569,40.308168492436728,41.174243028139351,45.291667330953288,80.616336984873456,82.348486056278702,90.583334661906576,{"$f":"Input!$F$21*C1561","v":16.12326739697469},{"$f":"Input!$F$21*D1561","v":16.47326342850419},18.120589771354609]
[null,1552,1.6333265015892391E-4,1.647326342850419E-4,8.1666325079461952,8.2348486056278691,9.0583334661906569,40.833162539730978,41.174243028139351,45.291667330953288,81.666325079461956,82.348486056278702,90.583334661906576,{"$f":"Input!$F$21*C1562","v":16.33326501589239},{"$f":"Input!$F$21*D1562","v":16.47326342850419},18.120589771354609]
[null,1553,1.647326342850419E-4,1.647326342850419E-4,8.2366317142520948,8.2348486056278691,9.0583334661906569,41.183158571260471,41.174243028139351,45.291667330953288,82.366317142520941,82.348486056278702,90.583334661906576,{"$f":"Input!$F$21*C1563","v":16.47326342850419},{"$f":"Input!$F$21*D1563","v":16.47326342850419},18.120589771354609]
[null,1554,1.668326104742189E-4,1.647326342850419E-4,8.3416305237109452,8.2348486056278691,9.0583334661906569,41.708152618554728,41.174243028139351,45.291667330953288,83.416305237109455,82.348486056278702,90.583334661906576,{"$f":"Input!$F$21*C1564","v":16.68326104742189},{"$f":"Input!$F$21*D1564","v":16.47326342850419},18.120589771354609]
[null,1555,1.6823259460033689E-4,1.647326342850419E-4,8.4116297300168448,8.2348486056278691,9.0583334661906569,42.05814865008422,41.174243028139351,45.291667330953288,84.116297300168441,82.348486056278702,90.583334661906576,{"$f":"Input!$F$21*C1565","v":16.82325946003369},{"$f":"Input!$F$21*D1565","v":16.47326342850419},18.120589771354609]
[null,1556,1.689325866633959E-4,1.647326342850419E-4,8.4466293331697955,8.2348486056278691,9.0583334661906569,42.233146665848977,41.174243028139351,45.291667330953288,84.466293331697955,82.348486056278702,90.583334661906576,{"$f":"Input!$F$21*C1566","v":16.893258666339591},{"$f":"Input!$F$21*D1566","v":16.47326342850419},18.120589771354609]
[null,1557,1.7313253904174984E-4,1.647326342850419E-4,8.6566269520874926,8.2348486056278691,9.0583334661906569,43.283134760437463,41.174243028139351,45.291667330953288,86.566269520874926,82.348486056278702,90.583334661906576,{"$f":"Input!$F$21*C1567","v":17.313253904174985},{"$f":"Input!$F$21*D1567","v":16.47326342850419},18.120589771354609]
[null,1558,1.7593250729398583E-4,1.647326342850419E-4,8.7966253646992918,8.2348486056278691,9.0583334661906569,43.983126823496455,41.174243028139351,45.291667330953288,87.966253646992911,82.348486056278702,90.583334661906576,{"$f":"Input!$F$21*C1568","v":17.593250729398584},{"$f":"Input!$F$21*D1568","v":16.47326342850419},18.120589771354609]
[null,1559,1.7663249935704484E-4,1.647326342850419E-4,8.8316249678522425,8.2348486056278691,9.0583334661906569,44.158124839261205,41.174243028139351,45.291667330953288,88.316249678522411,82.348486056278702,90.583334661906576,{"$f":"Input!$F$21*C1569","v":17.663249935704485},{"$f":"Input!$F$21*D1569","v":16.47326342850419},18.120589771354609]
[null,1560,1.7873247554622181E-4,1.647326342850419E-4,8.936623777311091,8.2348486056278691,9.0583334661906569,44.683118886555455,41.174243028139351,45.291667330953288,89.36623777311091,82.348486056278702,90.583334661906576,{"$f":"Input!$F$21*C1570","v":17.873247554622182},{"$f":"Input!$F$21*D1570","v":16.47326342850419},18.120589771354609]
[null,1561,1.8013245967233983E-4,1.647326342850419E-4,9.0066229836169907,8.2348486056278691,9.0583334661906569,45.033114918084955,41.174243028139351,45.291667330953288,90.06622983616991,82.348486056278702,90.583334661906576,{"$f":"Input!$F$21*C1571","v":18.013245967233981},{"$f":"Input!$F$21*D1571","v":16.47326342850419},18.120589771354609]
[null,1562,1.8153244379845782E-4,1.647326342850419E-4,9.0766221899228903,8.2348486056278691,9.0583334661906569,45.383110949614455,41.174243028139351,45.291667330953288,90.76622189922891,82.348486056278702,90.583334661906576,{"$f":"Input!$F$21*C1572","v":18.153244379845781},{"$f":"Input!$F$21*D1572","v":16.47326342850419},18.120589771354609]
[null,1563,1.8363241998763476E-4,1.647326342850419E-4,9.1816209993817388,8.2348486056278691,9.0583334661906569,45.908104996908691,41.174243028139351,45.291667330953288,91.816209993817381,82.348486056278702,90.583334661906576,{"$f":"Input!$F$21*C1573","v":18.363241998763478},{"$f":"Input!$F$21*D1573","v":16.47326342850419},18.120589771354609]
[null,1564,1.8363241998763476E-4,1.647326342850419E-4,9.1816209993817388,8.2348486056278691,9.0583334661906569,45.908104996908691,41.174243028139351,45.291667330953288,91.816209993817381,82.348486056278702,90.583334661906576,{"$f":"Input!$F$21*C1574","v":18.363241998763478},{"$f":"Input!$F$21*D1574","v":16.47326342850419},18.120589771354609]
[null,1565,1.8433241205069377E-4,1.6403264222198289E-4,9.2166206025346895,8.1998565793699889,9.0198422373069889,46.08310301267344,40.999282896849948,45.099211186534944,92.166206025346881,81.998565793699896,90.198422373069889,{"$f":"Input!$F$21*C1575","v":18.433241205069379},{"$f":"Input!$F$21*D1575","v":16.403264222198288},18.043590644418117]
[null,1566,1.8503240411375276E-4,1.6403264222198289E-4,9.2516202056876384,8.1998565793699889,9.0198422373069889,46.25810102843819,40.999282896849948,45.099211186534944,92.516202056876381,81.998565793699896,90.198422373069889,{"$f":"Input!$F$21*C1576","v":18.503240411375277},{"$f":"Input!$F$21*D1576","v":16.403264222198288},18.043590644418117]
[null,1567,1.8503240411375276E-4,1.6403264222198289E-4,9.2516202056876384,8.1998565793699889,9.0198422373069889,46.25810102843819,40.999282896849948,45.099211186534944,92.516202056876381,81.998565793699896,90.198422373069889,{"$f":"Input!$F$21*C1577","v":18.503240411375277},{"$f":"Input!$F$21*D1577","v":16.403264222198288},18.043590644418117]
[null,1568,1.8433241205069377E-4,1.6403264222198289E-4,9.2166206025346895,8.1998565793699889,9.0198422373069889,46.08310301267344,40.999282896849948,45.099211186534944,92.166206025346881,81.998565793699896,90.198422373069889,{"$f":"Input!$F$21*C1578","v":18.433241205069379},{"$f":"Input!$F$21*D1578","v":16.403264222198288},18.043590644418117]
[null,1569,1.8223243586151677E-4,1.6403264222198289E-4,9.1116217930758392,8.1998565793699889,9.0198422373069889,45.558108965379191,40.999282896849948,45.099211186534944,91.116217930758381,81.998565793699896,90.198422373069889,{"$f":"Input!$F$21*C1579","v":18.223243586151678},{"$f":"Input!$F$21*D1579","v":16.403264222198288},18.043590644418117]
[null,1570,1.7733249142010382E-4,1.6403264222198289E-4,8.8666245710051914,8.1998565793699889,9.0198422373069889,44.333122855025955,40.999282896849948,45.099211186534944,88.666245710051911,81.998565793699896,90.198422373069889,{"$f":"Input!$F$21*C1580","v":17.733249142010383},{"$f":"Input!$F$21*D1580","v":16.403264222198288},18.043590644418117]
[null,1571,1.7313253904174984E-4,1.6403264222198289E-4,8.6566269520874926,8.1998565793699889,9.0198422373069889,43.283134760437463,40.999282896849948,45.099211186534944,86.566269520874926,81.998565793699896,90.198422373069889,{"$f":"Input!$F$21*C1581","v":17.313253904174985},{"$f":"Input!$F$21*D1581","v":16.403264222198288},18.043590644418117]
[null,1572,1.7313253904174984E-4,1.6403264222198289E-4,8.6566269520874926,8.1998565793699889,9.0198422373069889,43.283134760437463,40.999282896849948,45.099211186534944,86.566269520874926,81.998565793699896,90.198422373069889,{"$f":"Input!$F$21*C1582","v":17.313253904174985},{"$f":"Input!$F$21*D1582","v":16.403264222198288},18.043590644418117]
[null,1573,1.7313253904174984E-4,1.6403264222198289E-4,8.6566269520874926,8.1998565793699889,9.0198422373069889,43.283134760437463,40.999282896849948,45.099211186534944,86.566269520874926,81.998565793699896,90.198422373069889,{"$f":"Input!$F$21*C1583","v":17.313253904174985},{"$f":"Input!$F$21*D1583","v":16.403264222198288},18.043590644418117]
[null,1574,1.7383253110480885E-4,1.6403264222198289E-4,8.6916265552404433,8.1998565793699889,9.0198422373069889,43.458132776202213,40.999282896849948,45.099211186534944,86.916265552404425,81.998565793699896,90.198422373069889,{"$f":"Input!$F$21*C1584","v":17.383253110480887},{"$f":"Input!$F$21*D1584","v":16.403264222198288},18.043590644418117]
[null,1575,1.7243254697869089E-4,1.6403264222198289E-4,8.6216273489345436,8.1998565793699889,9.0198422373069889,43.10813674467272,40.999282896849948,45.099211186534944,86.21627348934544,81.998565793699896,90.198422373069889,{"$f":"Input!$F$21*C1585","v":17.243254697869087},{"$f":"Input!$F$21*D1585","v":16.403264222198288},18.043590644418117]
[null,1576,1.7173255491563185E-4,1.6403264222198289E-4,8.5866277457815929,8.1998565793699889,9.0198422373069889,42.933138728907963,40.999282896849948,45.099211186534944,85.866277457815926,81.998565793699896,90.198422373069889,{"$f":"Input!$F$21*C1586","v":17.173255491563186},{"$f":"Input!$F$21*D1586","v":16.403264222198288},18.043590644418117]
[null,1577,1.7173255491563185E-4,1.6403264222198289E-4,8.5866277457815929,8.1998565793699889,9.0198422373069889,42.933138728907963,40.999282896849948,45.099211186534944,85.866277457815926,81.998565793699896,90.198422373069889,{"$f":"Input!$F$21*C1587","v":17.173255491563186},{"$f":"Input!$F$21*D1587","v":16.403264222198288},18.043590644418117]
[null,1578,1.7313253904174984E-4,1.6403264222198289E-4,8.6566269520874926,8.1998565793699889,9.0198422373069889,43.283134760437463,40.999282896849948,45.099211186534944,86.566269520874926,81.998565793699896,90.198422373069889,{"$f":"Input!$F$21*C1588","v":17.313253904174985},{"$f":"Input!$F$21*D1588","v":16.403264222198288},18.043590644418117]
[null,1579,1.7523251523092684E-4,1.6403264222198289E-4,8.7616257615463429,8.1998565793699889,9.0198422373069889,43.808128807731713,40.999282896849948,45.099211186534944,87.616257615463425,81.998565793699896,90.198422373069889,{"$f":"Input!$F$21*C1589","v":17.523251523092686},{"$f":"Input!$F$21*D1589","v":16.403264222198288},18.043590644418117]
[null,1580,1.7733249142010382E-4,1.6403264222198289E-4,8.8666245710051914,8.1998565793699889,9.0198422373069889,44.333122855025955,40.999282896849948,45.099211186534944,88.666245710051911,81.998565793699896,90.198422373069889,{"$f":"Input!$F$21*C1590","v":17.733249142010383},{"$f":"Input!$F$21*D1590","v":16.403264222198288},18.043590644418117]
[null,1581,1.8013245967233983E-4,1.6403264222198289E-4,9.0066229836169907,8.1998565793699889,9.0198422373069889,45.033114918084955,40.999282896849948,45.099211186534944,90.06622983616991,81.998565793699896,90.198422373069889,{"$f":"Input!$F$21*C1591","v":18.013245967233981},{"$f":"Input!$F$21*D1591","v":16.403264222198288},18.043590644418117]
[null,1582,1.8433241205069377E-4,1.6403264222198289E-4,9.2166206025346895,8.1998565793699889,9.0198422373069889,46.08310301267344,40.999282896849948,45.099211186534944,92.166206025346881,81.998565793699896,90.198422373069889,{"$f":"Input!$F$21*C1592","v":18.433241205069379},{"$f":"Input!$F$21*D1592","v":16.403264222198288},18.043590644418117]
[null,1583,1.8573239617681176E-4,1.6403264222198289E-4,9.2866198088405874,8.1998565793699889,9.0198422373069889,46.43309904420294,40.999282896849948,45.099211186534944,92.866198088405881,81.998565793699896,90.198422373069889,{"$f":"Input!$F$21*C1593","v":18.573239617681175},{"$f":"Input!$F$21*D1593","v":16.403264222198288},18.043590644418117]
[null,1584,1.8573239617681176E-4,1.6403264222198289E-4,9.2866198088405874,8.1998565793699889,9.0198422373069889,46.43309904420294,40.999282896849948,45.099211186534944,92.866198088405881,81.998565793699896,90.198422373069889,{"$f":"Input!$F$21*C1594","v":18.573239617681175},{"$f":"Input!$F$21*D1594","v":16.403264222198288},18.043590644418117]
[null,1585,1.8993234855516577E-4,1.6403264222198289E-4,9.496617427758288,8.1998565793699889,9.0198422373069889,47.48308713879144,40.999282896849948,45.099211186534944,94.96617427758288,81.998565793699896,90.198422373069889,{"$f":"Input!$F$21*C1595","v":18.993234855516576},{"$f":"Input!$F$21*D1595","v":16.403264222198288},18.043590644418117]
[null,1586,1.9903224537493269E-4,1.6403264222198289E-4,9.9516122687466346,8.1998565793699889,9.0198422373069889,49.758061343733175,40.999282896849948,45.099211186534944,99.51612268746635,81.998565793699896,90.198422373069889,{"$f":"Input!$F$21*C1596","v":19.903224537493269},{"$f":"Input!$F$21*D1596","v":16.403264222198288},18.043590644418117]
[null,1587,2.0743215013164067E-4,1.6403264222198289E-4,10.371607506582034,8.1998565793699889,9.0198422373069889,51.858037532910167,40.999282896849948,45.099211186534944,103.71607506582033,81.998565793699896,90.198422373069889,{"$f":"Input!$F$21*C1597","v":20.743215013164068},{"$f":"Input!$F$21*D1597","v":16.403264222198288},18.043590644418117]
[null,1588,2.1723203901446661E-4,1.6403264222198289E-4,10.86160195072333,8.1998565793699889,9.0198422373069889,54.308009753616652,40.999282896849948,45.099211186534944,108.6160195072333,81.998565793699896,90.198422373069889,{"$f":"Input!$F$21*C1598","v":21.723203901446659},{"$f":"Input!$F$21*D1598","v":16.403264222198288},18.043590644418117]
[null,1589,2.2213198345587956E-4,1.6403264222198289E-4,11.106599172793977,8.1998565793699889,9.0198422373069889,55.532995863969887,40.999282896849948,45.099211186534944,111.06599172793977,81.998565793699896,90.198422373069889,{"$f":"Input!$F$21*C1599","v":22.213198345587955},{"$f":"Input!$F$21*D1599","v":16.403264222198288},18.043590644418117]
[null,1590,2.2703192789729255E-4,1.6403264222198289E-4,11.351596394864627,8.1998565793699889,9.0198422373069889,56.757981974323137,40.999282896849948,45.099211186534944,113.51596394864627,81.998565793699896,90.198422373069889,{"$f":"Input!$F$21*C1600","v":22.703192789729254},{"$f":"Input!$F$21*D1600","v":16.403264222198288},18.043590644418117]
[null,1591,2.2913190408646955E-4,1.6403264222198289E-4,11.456595204323477,8.1998565793699889,9.0198422373069889,57.282976021617387,40.999282896849948,45.099211186534944,114.56595204323477,81.998565793699896,90.198422373069889,{"$f":"Input!$F$21*C1601","v":22.913190408646955},{"$f":"Input!$F$21*D1601","v":16.403264222198288},18.043590644418117]
[null,1592,2.2353196758199755E-4,1.6403264222198289E-4,11.176598379099877,8.1998565793699889,9.0198422373069889,55.882991895499387,40.999282896849948,45.099211186534944,111.76598379099877,81.998565793699896,90.198422373069889,{"$f":"Input!$F$21*C1602","v":22.353196758199754},{"$f":"Input!$F$21*D1602","v":16.403264222198288},18.043590644418117]
[null,1593,2.0463218187940469E-4,1.6403264222198289E-4,10.231609093970235,8.1998565793699889,9.0198422373069889,51.158045469851174,40.999282896849948,45.099211186534944,102.31609093970235,81.998565793699896,90.198422373069889,{"$f":"Input!$F$21*C1603","v":20.46321818794047},{"$f":"Input!$F$21*D1603","v":16.403264222198288},18.043590644418117]
[null,1594,1.8713238030292976E-4,1.6403264222198289E-4,9.356619015146487,8.1998565793699889,9.0198422373069889,46.78309507573244,40.999282896849948,45.099211186534944,93.56619015146488,81.998565793699896,90.198422373069889,{"$f":"Input!$F$21*C1604","v":18.713238030292974},{"$f":"Input!$F$21*D1604","v":16.403264222198288},18.043590644418117]
[null,1595,1.7663249935704484E-4,1.6403264222198289E-4,8.8316249678522425,8.1998565793699889,9.0198422373069889,44.158124839261205,40.999282896849948,45.099211186534944,88.316249678522411,81.998565793699896,90.198422373069889,{"$f":"Input!$F$21*C1605","v":17.663249935704485},{"$f":"Input!$F$21*D1605","v":16.403264222198288},18.043590644418117]
[null,1596,1.6753260253727788E-4,1.6403264222198289E-4,8.3766301268638941,8.1998565793699889,9.0198422373069889,41.88315063431947,40.999282896849948,45.099211186534944,83.766301268638941,81.998565793699896,90.198422373069889,{"$f":"Input!$F$21*C1606","v":16.753260253727788},{"$f":"Input!$F$21*D1606","v":16.403264222198288},18.043590644418117]
[null,1597,1.6333265015892391E-4,1.6403264222198289E-4,8.1666325079461952,8.1998565793699889,9.0198422373069889,40.833162539730978,40.999282896849948,45.099211186534944,81.666325079461956,81.998565793699896,90.198422373069889,{"$f":"Input!$F$21*C1607","v":16.33326501589239},{"$f":"Input!$F$21*D1607","v":16.403264222198288},18.043590644418117]
[null,1598,1.605326819066879E-4,1.6403264222198289E-4,8.0266340953343942,8.1998565793699889,9.0198422373069889,40.133170476671971,40.999282896849948,45.099211186534944,80.266340953343942,81.998565793699896,90.198422373069889,{"$f":"Input!$F$21*C1608","v":16.053268190668788},{"$f":"Input!$F$21*D1608","v":16.403264222198288},18.043590644418117]
[null,1599,1.5843270571751092E-4,1.6403264222198289E-4,7.9216352858755466,8.1998565793699889,9.0198422373069889,39.608176429377728,40.999282896849948,45.099211186534944,79.216352858755457,81.998565793699896,90.198422373069889,{"$f":"Input!$F$21*C1609","v":15.843270571751093},{"$f":"Input!$F$21*D1609","v":16.403264222198288},18.043590644418117]
[null,1600,1.5843270571751092E-4,1.6403264222198289E-4,7.9216352858755466,8.1998565793699889,9.0198422373069889,39.608176429377728,40.999282896849948,45.099211186534944,79.216352858755457,81.998565793699896,90.198422373069889,{"$f":"Input!$F$21*C1610","v":15.843270571751093},{"$f":"Input!$F$21*D1610","v":16.403264222198288},18.043590644418117]
[null,1601,1.591326977805699E-4,1.6403264222198289E-4,{"$f":"$E$9*C1611","v":7.9566348890284955},8.1998565793699889,{"$f":"F1611*1.1","v":9.0198422373069889},{"$f":"$H$9*C1611","v":39.783174445142478},40.999282896849948,{"$f":"I1611*1.1","v":45.099211186534944},{"$f":"$K$9*C1611","v":79.566348890284956},81.998565793699896,{"$f":"L1611*1.1","v":90.198422373069889},{"$f":"Input!$F$21*C1611","v":15.913269778056991},{"$f":"Input!$F$21*D1611","v":16.403264222198288},18.043590644418117]
[null,1602,1.6403264222198289E-4,1.6403264222198289E-4,8.2016321110991441,8.1998565793699889,9.0198422373069889,41.008160555495721,40.999282896849948,45.099211186534944,82.016321110991441,81.998565793699896,90.198422373069889,{"$f":"Input!$F$21*C1612","v":16.403264222198288},{"$f":"Input!$F$21*D1612","v":16.403264222198288},{"$f":"O1612*1.1","v":18.043590644418117}]
[null,1603,1.7033257078951389E-4,1.6403264222198289E-4,8.5166285394756951,8.1998565793699889,9.0198422373069889,42.58314269737847,40.999282896849948,45.099211186534944,85.16628539475694,81.998565793699896,90.198422373069889,{"$f":"Input!$F$21*C1613","v":17.03325707895139},{"$f":"Input!$F$21*D1613","v":16.403264222198288},18.043590644418117]
[null,1604,1.7873247554622181E-4,1.6403264222198289E-4,8.936623777311091,8.1998565793699889,9.0198422373069889,44.683118886555455,40.999282896849948,45.099211186534944,89.36623777311091,81.998565793699896,90.198422373069889,{"$f":"Input!$F$21*C1614","v":17.873247554622182},{"$f":"Input!$F$21*D1614","v":16.403264222198288},18.043590644418117]
[null,1605,1.8573239617681176E-4,1.6403264222198289E-4,9.2866198088405874,8.1998565793699889,9.0198422373069889,46.43309904420294,40.999282896849948,45.099211186534944,92.866198088405881,81.998565793699896,90.198422373069889,{"$f":"Input!$F$21*C1615","v":18.573239617681175},{"$f":"Input!$F$21*D1615","v":16.403264222198288},18.043590644418117]
[null,1606,1.9343230887046076E-4,1.6403264222198289E-4,9.6716154435230379,8.1998565793699889,9.0198422373069889,48.35807721761519,40.999282896849948,45.099211186534944,96.716154435230379,81.998565793699896,90.198422373069889,{"$f":"Input!$F$21*C1616","v":19.343230887046076},{"$f":"Input!$F$21*D1616","v":16.403264222198288},18.043590644418117]
[null,1607,1.976322612488147E-4,1.6403264222198289E-4,9.881613062440735,8.1998565793699889,9.0198422373069889,49.408065312203675,40.999282896849948,45.099211186534944,98.81613062440735,81.998565793699896,90.198422373069889,{"$f":"Input!$F$21*C1617","v":19.76322612488147},{"$f":"Input!$F$21*D1617","v":16.403264222198288},18.043590644418117]
[null,1608,2.0393218981634568E-4,1.6403264222198289E-4,10.196609490817284,8.1998565793699889,9.0198422373069889,50.983047454086417,40.999282896849948,45.099211186534944,101.96609490817283,81.998565793699896,90.198422373069889,{"$f":"Input!$F$21*C1618","v":20.393218981634568},{"$f":"Input!$F$21*D1618","v":16.403264222198288},18.043590644418117]
[null,1609,2.0673215806858166E-4,1.6403264222198289E-4,10.336607903429083,8.1998565793699889,9.0198422373069889,51.683039517145417,40.999282896849948,45.099211186534944,103.36607903429083,81.998565793699896,90.198422373069889,{"$f":"Input!$F$21*C1619","v":20.673215806858167},{"$f":"Input!$F$21*D1619","v":16.403264222198288},18.043590644418117]
[null,1610,2.018322136271687E-4,1.6403264222198289E-4,10.091610681358436,8.1998565793699889,9.0198422373069889,50.458053406792175,40.999282896849948,45.099211186534944,100.91610681358435,81.998565793699896,90.198422373069889,{"$f":"Input!$F$21*C1620","v":20.183221362716871},{"$f":"Input!$F$21*D1620","v":16.403264222198288},18.043590644418117]
[null,1611,1.9693226918575575E-4,1.6403264222198289E-4,9.8466134592877879,8.1998565793699889,9.0198422373069889,49.233067296438939,40.999282896849948,45.099211186534944,98.466134592877879,81.998565793699896,90.198422373069889,{"$f":"Input!$F$21*C1621","v":19.693226918575576},{"$f":"Input!$F$21*D1621","v":16.403264222198288},18.043590644418117]
[null,1612,1.9203232474434274E-4,1.6403264222198289E-4,9.6016162372171365,8.1998565793699889,9.0198422373069889,48.008081186085683,40.999282896849948,45.099211186534944,96.016162372171365,81.998565793699896,90.198422373069889,{"$f":"Input!$F$21*C1622","v":19.203232474434273},{"$f":"Input!$F$21*D1622","v":16.403264222198288},18.043590644418117]
[null,1613,1.8853236442904775E-4,1.6403264222198289E-4,9.4266182214523866,8.1998565793699889,9.0198422373069889,47.13309110726194,40.999282896849948,45.099211186534944,94.26618221452388,81.998565793699896,90.198422373069889,{"$f":"Input!$F$21*C1623","v":18.853236442904773},{"$f":"Input!$F$21*D1623","v":16.403264222198288},18.043590644418117]
[null,1614,1.8923235649210676E-4,1.6403264222198289E-4,9.4616178246053373,8.1998565793699889,9.0198422373069889,47.30808912302669,40.999282896849948,45.099211186534944,94.61617824605338,81.998565793699896,90.198422373069889,{"$f":"Input!$F$21*C1624","v":18.923235649210675},{"$f":"Input!$F$21*D1624","v":16.403264222198288},18.043590644418117]
[null,1615,1.9903224537493269E-4,1.6403264222198289E-4,9.9516122687466346,8.1998565793699889,9.0198422373069889,49.758061343733175,40.999282896849948,45.099211186534944,99.51612268746635,81.998565793699896,90.198422373069889,{"$f":"Input!$F$21*C1625","v":19.903224537493269},{"$f":"Input!$F$21*D1625","v":16.403264222198288},18.043590644418117]
[null,1616,1.9063234061822475E-4,1.6403264222198289E-4,9.5316170309112369,8.1998565793699889,9.0198422373069889,47.65808515455619,40.999282896849948,45.099211186534944,95.31617030911238,81.998565793699896,90.198422373069889,{"$f":"Input!$F$21*C1626","v":19.063234061822474},{"$f":"Input!$F$21*D1626","v":16.403264222198288},18.043590644418117]
[null,1617,1.8223243586151677E-4,1.6403264222198289E-4,9.1116217930758392,8.1998565793699889,9.0198422373069889,45.558108965379191,40.999282896849948,45.099211186534944,91.116217930758381,81.998565793699896,90.198422373069889,{"$f":"Input!$F$21*C1627","v":18.223243586151678},{"$f":"Input!$F$21*D1627","v":16.403264222198288},18.043590644418117]
[null,1618,1.7313253904174984E-4,1.6403264222198289E-4,8.6566269520874926,8.1998565793699889,9.0198422373069889,43.283134760437463,40.999282896849948,45.099211186534944,86.566269520874926,81.998565793699896,90.198422373069889,{"$f":"Input!$F$21*C1628","v":17.313253904174985},{"$f":"Input!$F$21*D1628","v":16.403264222198288},18.043590644418117]
[null,1619,1.6753260253727788E-4,1.6403264222198289E-4,8.3766301268638941,8.1998565793699889,9.0198422373069889,41.88315063431947,40.999282896849948,45.099211186534944,83.766301268638941,81.998565793699896,90.198422373069889,{"$f":"Input!$F$21*C1629","v":16.753260253727788},{"$f":"Input!$F$21*D1629","v":16.403264222198288},18.043590644418117]
[null,1620,1.6753260253727788E-4,1.6403264222198289E-4,8.3766301268638941,8.1998565793699889,9.0198422373069889,41.88315063431947,40.999282896849948,45.099211186534944,83.766301268638941,81.998565793699896,90.198422373069889,{"$f":"Input!$F$21*C1630","v":16.753260253727788},{"$f":"Input!$F$21*D1630","v":16.403264222198288},18.043590644418117]
[null,1621,1.6823259460033689E-4,1.6403264222198289E-4,8.4116297300168448,8.1998565793699889,9.0198422373069889,42.05814865008422,40.999282896849948,45.099211186534944,84.116297300168441,81.998565793699896,90.198422373069889,{"$f":"Input!$F$21*C1631","v":16.82325946003369},{"$f":"Input!$F$21*D1631","v":16.403264222198288},18.043590644418117]
[null,1622,1.6823259460033689E-4,1.6403264222198289E-4,8.4116297300168448,8.1998565793699889,9.0198422373069889,42.05814865008422,40.999282896849948,45.099211186534944,84.116297300168441,81.998565793699896,90.198422373069889,{"$f":"Input!$F$21*C1632","v":16.82325946003369},{"$f":"Input!$F$21*D1632","v":16.403264222198288},18.043590644418117]
[null,1623,1.6963257872645488E-4,1.6403264222198289E-4,8.4816289363227444,8.1998565793699889,9.0198422373069889,42.40814468161372,40.999282896849948,45.099211186534944,84.81628936322744,81.998565793699896,90.198422373069889,{"$f":"Input!$F$21*C1633","v":16.963257872645489},{"$f":"Input!$F$21*D1633","v":16.403264222198288},18.043590644418117]
[null,1624,1.6963257872645488E-4,1.6403264222198289E-4,8.4816289363227444,8.1998565793699889,9.0198422373069889,42.40814468161372,40.999282896849948,45.099211186534944,84.81628936322744,81.998565793699896,90.198422373069889,{"$f":"Input!$F$21*C1634","v":16.963257872645489},{"$f":"Input!$F$21*D1634","v":16.403264222198288},18.043590644418117]
[null,1625,1.6963257872645488E-4,1.6403264222198289E-4,8.4816289363227444,8.1998565793699889,9.0198422373069889,42.40814468161372,40.999282896849948,45.099211186534944,84.81628936322744,81.998565793699896,90.198422373069889,{"$f":"Input!$F$21*C1635","v":16.963257872645489},{"$f":"Input!$F$21*D1635","v":16.403264222198288},18.043590644418117]
[null,1626,1.7103256285257284E-4,1.6403264222198289E-4,8.5516281426286422,8.1998565793699889,9.0198422373069889,42.758140713143213,40.999282896849948,45.099211186534944,85.516281426286426,81.998565793699896,90.198422373069889,{"$f":"Input!$F$21*C1636","v":17.103256285257284},{"$f":"Input!$F$21*D1636","v":16.403264222198288},18.043590644418117]
[null,1627,1.7243254697869089E-4,1.6403264222198289E-4,8.6216273489345436,8.1998565793699889,9.0198422373069889,43.10813674467272,40.999282896849948,45.099211186534944,86.21627348934544,81.998565793699896,90.198422373069889,{"$f":"Input!$F$21*C1637","v":17.243254697869087},{"$f":"Input!$F$21*D1637","v":16.403264222198288},18.043590644418117]
[null,1628,1.7383253110480885E-4,1.6403264222198289E-4,8.6916265552404433,8.1998565793699889,9.0198422373069889,43.458132776202213,40.999282896849948,45.099211186534944,86.916265552404425,81.998565793699896,90.198422373069889,{"$f":"Input!$F$21*C1638","v":17.383253110480887},{"$f":"Input!$F$21*D1638","v":16.403264222198288},18.043590644418117]
[null,1629,1.7453252316786783E-4,1.6403264222198289E-4,8.7266261583933922,8.1998565793699889,9.0198422373069889,43.633130791966956,40.999282896849948,45.099211186534944,87.266261583933911,81.998565793699896,90.198422373069889,{"$f":"Input!$F$21*C1639","v":17.453252316786784},{"$f":"Input!$F$21*D1639","v":16.403264222198288},18.043590644418117]
[null,1630,1.7313253904174984E-4,1.6403264222198289E-4,8.6566269520874926,8.1998565793699889,9.0198422373069889,43.283134760437463,40.999282896849948,45.099211186534944,86.566269520874926,81.998565793699896,90.198422373069889,{"$f":"Input!$F$21*C1640","v":17.313253904174985},{"$f":"Input!$F$21*D1640","v":16.403264222198288},18.043590644418117]
[null,1631,1.7243254697869089E-4,1.6333265015892391E-4,8.6216273489345436,8.1648645531121087,8.9813510084233208,43.10813674467272,40.824322765560545,44.9067550421166,86.21627348934544,81.64864553112109,89.813510084233201,{"$f":"Input!$F$21*C1641","v":17.243254697869087},{"$f":"Input!$F$21*D1641","v":16.33326501589239},17.966591517481632]
[null,1632,1.7173255491563185E-4,1.6333265015892391E-4,8.5866277457815929,8.1648645531121087,8.9813510084233208,42.933138728907963,40.824322765560545,44.9067550421166,85.866277457815926,81.64864553112109,89.813510084233201,{"$f":"Input!$F$21*C1642","v":17.173255491563186},{"$f":"Input!$F$21*D1642","v":16.33326501589239},17.966591517481632]
[null,1633,1.7103256285257284E-4,1.6333265015892391E-4,8.5516281426286422,8.1648645531121087,8.9813510084233208,42.758140713143213,40.824322765560545,44.9067550421166,85.516281426286426,81.64864553112109,89.813510084233201,{"$f":"Input!$F$21*C1643","v":17.103256285257284},{"$f":"Input!$F$21*D1643","v":16.33326501589239},17.966591517481632]
[null,1634,1.7173255491563185E-4,1.6333265015892391E-4,8.5866277457815929,8.1648645531121087,8.9813510084233208,42.933138728907963,40.824322765560545,44.9067550421166,85.866277457815926,81.64864553112109,89.813510084233201,{"$f":"Input!$F$21*C1644","v":17.173255491563186},{"$f":"Input!$F$21*D1644","v":16.33326501589239},17.966591517481632]
[null,1635,1.7173255491563185E-4,1.6333265015892391E-4,8.5866277457815929,8.1648645531121087,8.9813510084233208,42.933138728907963,40.824322765560545,44.9067550421166,85.866277457815926,81.64864553112109,89.813510084233201,{"$f":"Input!$F$21*C1645","v":17.173255491563186},{"$f":"Input!$F$21*D1645","v":16.33326501589239},17.966591517481632]
[null,1636,1.7103256285257284E-4,1.6333265015892391E-4,8.5516281426286422,8.1648645531121087,8.9813510084233208,42.758140713143213,40.824322765560545,44.9067550421166,85.516281426286426,81.64864553112109,89.813510084233201,{"$f":"Input!$F$21*C1646","v":17.103256285257284},{"$f":"Input!$F$21*D1646","v":16.33326501589239},17.966591517481632]
[null,1637,1.7033257078951389E-4,1.6333265015892391E-4,8.5166285394756951,8.1648645531121087,8.9813510084233208,42.58314269737847,40.824322765560545,44.9067550421166,85.16628539475694,81.64864553112109,89.813510084233201,{"$f":"Input!$F$21*C1647","v":17.03325707895139},{"$f":"Input!$F$21*D1647","v":16.33326501589239},17.966591517481632]
[null,1638,1.6963257872645488E-4,1.6333265015892391E-4,8.4816289363227444,8.1648645531121087,8.9813510084233208,42.40814468161372,40.824322765560545,44.9067550421166,84.81628936322744,81.64864553112109,89.813510084233201,{"$f":"Input!$F$21*C1648","v":16.963257872645489},{"$f":"Input!$F$21*D1648","v":16.33326501589239},17.966591517481632]
[null,1639,1.689325866633959E-4,1.6333265015892391E-4,8.4466293331697955,8.1648645531121087,8.9813510084233208,42.233146665848977,40.824322765560545,44.9067550421166,84.466293331697955,81.64864553112109,89.813510084233201,{"$f":"Input!$F$21*C1649","v":16.893258666339591},{"$f":"Input!$F$21*D1649","v":16.33326501589239},17.966591517481632]
[null,1640,1.689325866633959E-4,1.6333265015892391E-4,8.4466293331697955,8.1648645531121087,8.9813510084233208,42.233146665848977,40.824322765560545,44.9067550421166,84.466293331697955,81.64864553112109,89.813510084233201,{"$f":"Input!$F$21*C1650","v":16.893258666339591},{"$f":"Input!$F$21*D1650","v":16.33326501589239},17.966591517481632]
[null,1641,1.7033257078951389E-4,1.6333265015892391E-4,8.5166285394756951,8.1648645531121087,8.9813510084233208,42.58314269737847,40.824322765560545,44.9067550421166,85.16628539475694,81.64864553112109,89.813510084233201,{"$f":"Input!$F$21*C1651","v":17.03325707895139},{"$f":"Input!$F$21*D1651","v":16.33326501589239},17.966591517481632]
[null,1642,1.7103256285257284E-4,1.6333265015892391E-4,8.5516281426286422,8.1648645531121087,8.9813510084233208,42.758140713143213,40.824322765560545,44.9067550421166,85.516281426286426,81.64864553112109,89.813510084233201,{"$f":"Input!$F$21*C1652","v":17.103256285257284},{"$f":"Input!$F$21*D1652","v":16.33326501589239},17.966591517481632]
[null,1643,1.7103256285257284E-4,1.6333265015892391E-4,8.5516281426286422,8.1648645531121087,8.9813510084233208,42.758140713143213,40.824322765560545,44.9067550421166,85.516281426286426,81.64864553112109,89.813510084233201,{"$f":"Input!$F$21*C1653","v":17.103256285257284},{"$f":"Input!$F$21*D1653","v":16.33326501589239},17.966591517481632]
[null,1644,1.7103256285257284E-4,1.6333265015892391E-4,8.5516281426286422,8.1648645531121087,8.9813510084233208,42.758140713143213,40.824322765560545,44.9067550421166,85.516281426286426,81.64864553112109,89.813510084233201,{"$f":"Input!$F$21*C1654","v":17.103256285257284},{"$f":"Input!$F$21*D1654","v":16.33326501589239},17.966591517481632]
[null,1645,1.7103256285257284E-4,1.6333265015892391E-4,8.5516281426286422,8.1648645531121087,8.9813510084233208,42.758140713143213,40.824322765560545,44.9067550421166,85.516281426286426,81.64864553112109,89.813510084233201,{"$f":"Input!$F$21*C1655","v":17.103256285257284},{"$f":"Input!$F$21*D1655","v":16.33326501589239},17.966591517481632]
[null,1646,1.689325866633959E-4,1.6333265015892391E-4,8.4466293331697955,8.1648645531121087,8.9813510084233208,42.233146665848977,40.824322765560545,44.9067550421166,84.466293331697955,81.64864553112109,89.813510084233201,{"$f":"Input!$F$21*C1656","v":16.893258666339591},{"$f":"Input!$F$21*D1656","v":16.33326501589239},17.966591517481632]
[null,1647,1.6753260253727788E-4,1.6333265015892391E-4,8.3766301268638941,8.1648645531121087,8.9813510084233208,41.88315063431947,40.824322765560545,44.9067550421166,83.766301268638941,81.64864553112109,89.813510084233201,{"$f":"Input!$F$21*C1657","v":16.753260253727788},{"$f":"Input!$F$21*D1657","v":16.33326501589239},17.966591517481632]
[null,1648,1.6613261841115989E-4,1.6333265015892391E-4,8.3066309205579945,8.1648645531121087,8.9813510084233208,41.533154602789971,40.824322765560545,44.9067550421166,83.066309205579941,81.64864553112109,89.813510084233201,{"$f":"Input!$F$21*C1658","v":16.613261841115989},{"$f":"Input!$F$21*D1658","v":16.33326501589239},17.966591517481632]
[null,1649,1.6753260253727788E-4,1.6333265015892391E-4,8.3766301268638941,8.1648645531121087,8.9813510084233208,41.88315063431947,40.824322765560545,44.9067550421166,83.766301268638941,81.64864553112109,89.813510084233201,{"$f":"Input!$F$21*C1659","v":16.753260253727788},{"$f":"Input!$F$21*D1659","v":16.33326501589239},17.966591517481632]
[null,1650,1.689325866633959E-4,1.6333265015892391E-4,8.4466293331697955,8.1648645531121087,8.9813510084233208,42.233146665848977,40.824322765560545,44.9067550421166,84.466293331697955,81.64864553112109,89.813510084233201,{"$f":"Input!$F$21*C1660","v":16.893258666339591},{"$f":"Input!$F$21*D1660","v":16.33326501589239},17.966591517481632]
[null,1651,1.7313253904174984E-4,1.6333265015892391E-4,8.6566269520874926,8.1648645531121087,8.9813510084233208,43.283134760437463,40.824322765560545,44.9067550421166,86.566269520874926,81.64864553112109,89.813510084233201,{"$f":"Input!$F$21*C1661","v":17.313253904174985},{"$f":"Input!$F$21*D1661","v":16.33326501589239},17.966591517481632]
[null,1652,1.8293242792457581E-4,1.6333265015892391E-4,9.1466213962287899,8.1648645531121087,8.9813510084233208,45.733106981143955,40.824322765560545,44.9067550421166,91.46621396228791,81.64864553112109,89.813510084233201,{"$f":"Input!$F$21*C1662","v":18.29324279245758},{"$f":"Input!$F$21*D1662","v":16.33326501589239},17.966591517481632]
[null,1653,1.8713238030292976E-4,1.6333265015892391E-4,9.356619015146487,8.1648645531121087,8.9813510084233208,46.78309507573244,40.824322765560545,44.9067550421166,93.56619015146488,81.64864553112109,89.813510084233201,{"$f":"Input!$F$21*C1663","v":18.713238030292974},{"$f":"Input!$F$21*D1663","v":16.33326501589239},17.966591517481632]
[null,1654,1.8853236442904775E-4,1.6333265015892391E-4,9.4266182214523866,8.1648645531121087,8.9813510084233208,47.13309110726194,40.824322765560545,44.9067550421166,94.26618221452388,81.64864553112109,89.813510084233201,{"$f":"Input!$F$21*C1664","v":18.853236442904773},{"$f":"Input!$F$21*D1664","v":16.33326501589239},17.966591517481632]
[null,1655,1.9483229299657875E-4,1.6333265015892391E-4,9.7416146498289375,8.1648645531121087,8.9813510084233208,48.708073249144689,40.824322765560545,44.9067550421166,97.416146498289379,81.64864553112109,89.813510084233201,{"$f":"Input!$F$21*C1665","v":19.483229299657875},{"$f":"Input!$F$21*D1665","v":16.33326501589239},17.966591517481632]
[null,1656,2.0043222950105071E-4,1.6333265015892391E-4,10.021611475052536,8.1648645531121087,8.9813510084233208,50.108057375262675,40.824322765560545,44.9067550421166,100.21611475052535,81.64864553112109,89.813510084233201,{"$f":"Input!$F$21*C1666","v":20.043222950105072},{"$f":"Input!$F$21*D1666","v":16.33326501589239},17.966591517481632]
[null,1657,2.1163210250999462E-4,1.6333265015892391E-4,10.581605125499731,8.1648645531121087,8.9813510084233208,52.908025627498652,40.824322765560545,44.9067550421166,105.8160512549973,81.64864553112109,89.813510084233201,{"$f":"Input!$F$21*C1667","v":21.163210250999462},{"$f":"Input!$F$21*D1667","v":16.33326501589239},17.966591517481632]
[null,1658,2.1513206282528961E-4,1.6333265015892391E-4,10.756603141264481,8.1648645531121087,8.9813510084233208,53.783015706322402,40.824322765560545,44.9067550421166,107.5660314126448,81.64864553112109,89.813510084233201,{"$f":"Input!$F$21*C1668","v":21.513206282528962},{"$f":"Input!$F$21*D1668","v":16.33326501589239},17.966591517481632]
[null,1659,2.1933201520364361E-4,1.6333265015892391E-4,10.96660076018218,8.1648645531121087,8.9813510084233208,54.833003800910902,40.824322765560545,44.9067550421166,109.6660076018218,81.64864553112109,89.813510084233201,{"$f":"Input!$F$21*C1669","v":21.93320152036436},{"$f":"Input!$F$21*D1669","v":16.33326501589239},17.966591517481632]
[null,1660,2.1233209457305362E-4,1.6333265015892391E-4,10.616604728652682,8.1648645531121087,8.9813510084233208,53.083023643263409,40.824322765560545,44.9067550421166,106.16604728652682,81.64864553112109,89.813510084233201,{"$f":"Input!$F$21*C1670","v":21.233209457305364},{"$f":"Input!$F$21*D1670","v":16.33326501589239},17.966591517481632]
[null,1661,2.1583205488834862E-4,1.6333265015892391E-4,10.79160274441743,8.1648645531121087,8.9813510084233208,53.958013722087152,40.824322765560545,44.9067550421166,107.9160274441743,81.64864553112109,89.813510084233201,{"$f":"Input!$F$21*C1671","v":21.58320548883486},{"$f":"Input!$F$21*D1671","v":16.33326501589239},17.966591517481632]
[null,1662,2.2423195964505656E-4,1.6333265015892391E-4,11.211597982252828,8.1648645531121087,8.9813510084233208,56.057989911264144,40.824322765560545,44.9067550421166,112.11597982252829,81.64864553112109,89.813510084233201,{"$f":"Input!$F$21*C1672","v":22.423195964505656},{"$f":"Input!$F$21*D1672","v":16.33326501589239},17.966591517481632]
[null,1663,2.2633193583423354E-4,1.6333265015892391E-4,11.316596791711676,8.1648645531121087,8.9813510084233208,56.582983958558387,40.824322765560545,44.9067550421166,113.16596791711677,81.64864553112109,89.813510084233201,{"$f":"Input!$F$21*C1673","v":22.633193583423353},{"$f":"Input!$F$21*D1673","v":16.33326501589239},17.966591517481632]
[null,1664,2.1163210250999462E-4,1.6333265015892391E-4,10.581605125499731,8.1648645531121087,8.9813510084233208,52.908025627498652,40.824322765560545,44.9067550421166,105.8160512549973,81.64864553112109,89.813510084233201,{"$f":"Input!$F$21*C1674","v":21.163210250999462},{"$f":"Input!$F$21*D1674","v":16.33326501589239},17.966591517481632]
[null,1665,1.8853236442904775E-4,1.6333265015892391E-4,{"$f":"$E$9*C1675","v":9.4266182214523866},8.1648645531121087,{"$f":"F1675*1.1","v":8.9813510084233208},{"$f":"$H$9*C1675","v":47.13309110726194},40.824322765560545,{"$f":"I1675*1.1","v":44.9067550421166},{"$f":"$K$9*C1675","v":94.26618221452388},81.64864553112109,{"$f":"L1675*1.1","v":89.813510084233201},{"$f":"Input!$F$21*C1675","v":18.853236442904773},{"$f":"Input!$F$21*D1675","v":16.33326501589239},17.966591517481632]
[null,1666,1.7313253904174984E-4,1.6333265015892391E-4,8.6566269520874926,8.1648645531121087,8.9813510084233208,43.283134760437463,40.824322765560545,44.9067550421166,86.566269520874926,81.64864553112109,89.813510084233201,{"$f":"Input!$F$21*C1676","v":17.313253904174985},{"$f":"Input!$F$21*D1676","v":16.33326501589239},{"$f":"O1676*1.1","v":17.966591517481632}]
[null,1667,1.668326104742189E-4,1.6333265015892391E-4,8.3416305237109452,8.1648645531121087,8.9813510084233208,41.708152618554728,40.824322765560545,44.9067550421166,83.416305237109455,81.64864553112109,89.813510084233201,{"$f":"Input!$F$21*C1677","v":16.68326104742189},{"$f":"Input!$F$21*D1677","v":16.33326501589239},17.966591517481632]
[null,1668,1.5843270571751092E-4,1.6333265015892391E-4,7.9216352858755466,8.1648645531121087,8.9813510084233208,39.608176429377728,40.824322765560545,44.9067550421166,79.216352858755457,81.64864553112109,89.813510084233201,{"$f":"Input!$F$21*C1678","v":15.843270571751093},{"$f":"Input!$F$21*D1678","v":16.33326501589239},17.966591517481632]
[null,1669,1.5423275333915695E-4,1.6333265015892391E-4,7.7116376669578477,8.1648645531121087,8.9813510084233208,38.558188334789236,40.824322765560545,44.9067550421166,77.116376669578472,81.64864553112109,89.813510084233201,{"$f":"Input!$F$21*C1679","v":15.423275333915695},{"$f":"Input!$F$21*D1679","v":16.33326501589239},17.966591517481632]
[null,1670,1.5423275333915695E-4,1.6333265015892391E-4,7.7116376669578477,8.1648645531121087,8.9813510084233208,38.558188334789236,40.824322765560545,44.9067550421166,77.116376669578472,81.64864553112109,89.813510084233201,{"$f":"Input!$F$21*C1680","v":15.423275333915695},{"$f":"Input!$F$21*D1680","v":16.33326501589239},17.966591517481632]
[null,1671,1.5493274540221596E-4,1.6333265015892391E-4,7.7466372701107975,8.1648645531121087,8.9813510084233208,38.733186350553993,40.824322765560545,44.9067550421166,77.466372701107986,81.64864553112109,89.813510084233201,{"$f":"Input!$F$21*C1681","v":15.493274540221595},{"$f":"Input!$F$21*D1681","v":16.33326501589239},17.966591517481632]
[null,1672,1.5563273746527491E-4,1.6333265015892391E-4,7.7816368732637455,8.1648645531121087,8.9813510084233208,38.908184366318729,40.824322765560545,44.9067550421166,77.816368732637457,81.64864553112109,89.813510084233201,{"$f":"Input!$F$21*C1682","v":15.563273746527491},{"$f":"Input!$F$21*D1682","v":16.33326501589239},17.966591517481632]
[null,1673,1.5493274540221596E-4,1.6333265015892391E-4,7.7466372701107975,8.1648645531121087,8.9813510084233208,38.733186350553993,40.824322765560545,44.9067550421166,77.466372701107986,81.64864553112109,89.813510084233201,{"$f":"Input!$F$21*C1683","v":15.493274540221595},{"$f":"Input!$F$21*D1683","v":16.33326501589239},17.966591517481632]
[null,1674,1.5773271365445191E-4,1.6333265015892391E-4,7.8866356827225959,8.1648645531121087,8.9813510084233208,39.433178413612978,40.824322765560545,44.9067550421166,78.866356827225957,81.64864553112109,89.813510084233201,{"$f":"Input!$F$21*C1684","v":15.773271365445192},{"$f":"Input!$F$21*D1684","v":16.33326501589239},17.966591517481632]
[null,1675,1.6753260253727788E-4,1.6333265015892391E-4,8.3766301268638941,8.1648645531121087,8.9813510084233208,41.88315063431947,40.824322765560545,44.9067550421166,83.766301268638941,81.64864553112109,89.813510084233201,{"$f":"Input!$F$21*C1685","v":16.753260253727788},{"$f":"Input!$F$21*D1685","v":16.33326501589239},17.966591517481632]
[null,1676,1.8363241998763476E-4,1.6333265015892391E-4,9.1816209993817388,8.1648645531121087,8.9813510084233208,45.908104996908691,40.824322765560545,44.9067550421166,91.816209993817381,81.64864553112109,89.813510084233201,{"$f":"Input!$F$21*C1686","v":18.363241998763478},{"$f":"Input!$F$21*D1686","v":16.33326501589239},17.966591517481632]
[null,1677,1.9623227712269674E-4,1.6333265015892391E-4,9.8116138561348372,8.1648645531121087,8.9813510084233208,49.058069280674182,40.824322765560545,44.9067550421166,98.116138561348365,81.64864553112109,89.813510084233201,{"$f":"Input!$F$21*C1687","v":19.623227712269674},{"$f":"Input!$F$21*D1687","v":16.33326501589239},17.966591517481632]
[null,1678,2.011322215641097E-4,1.6333265015892391E-4,10.056611078205485,8.1648645531121087,8.9813510084233208,50.283055391027425,40.824322765560545,44.9067550421166,100.56611078205485,81.64864553112109,89.813510084233201,{"$f":"Input!$F$21*C1688","v":20.11322215641097},{"$f":"Input!$F$21*D1688","v":16.33326501589239},17.966591517481632]
[null,1679,2.0253220569022769E-4,1.6333265015892391E-4,10.126610284511385,8.1648645531121087,8.9813510084233208,50.633051422556925,40.824322765560545,44.9067550421166,101.26610284511385,81.64864553112109,89.813510084233201,{"$f":"Input!$F$21*C1689","v":20.253220569022769},{"$f":"Input!$F$21*D1689","v":16.33326501589239},17.966591517481632]
[null,1680,2.0533217394246367E-4,1.6333265015892391E-4,10.266608697123184,8.1648645531121087,8.9813510084233208,51.333043485615917,40.824322765560545,44.9067550421166,102.66608697123183,81.64864553112109,89.813510084233201,{"$f":"Input!$F$21*C1690","v":20.533217394246368},{"$f":"Input!$F$21*D1690","v":16.33326501589239},17.966591517481632]
[null,1681,2.0603216600552268E-4,1.6333265015892391E-4,10.301608300276134,8.1648645531121087,8.9813510084233208,51.508041501380667,40.824322765560545,44.9067550421166,103.01608300276133,81.64864553112109,89.813510084233201,{"$f":"Input!$F$21*C1691","v":20.603216600552269},{"$f":"Input!$F$21*D1691","v":16.33326501589239},17.966591517481632]
[null,1682,2.1513206282528961E-4,1.6333265015892391E-4,10.756603141264481,8.1648645531121087,8.9813510084233208,53.783015706322402,40.824322765560545,44.9067550421166,107.5660314126448,81.64864553112109,89.813510084233201,{"$f":"Input!$F$21*C1692","v":21.513206282528962},{"$f":"Input!$F$21*D1692","v":16.33326501589239},17.966591517481632]
[null,1683,2.1723203901446661E-4,1.6333265015892391E-4,10.86160195072333,8.1648645531121087,8.9813510084233208,54.308009753616652,40.824322765560545,44.9067550421166,108.6160195072333,81.64864553112109,89.813510084233201,{"$f":"Input!$F$21*C1693","v":21.723203901446659},{"$f":"Input!$F$21*D1693","v":16.33326501589239},17.966591517481632]
[null,1684,2.207319993297616E-4,1.626326580958649E-4,11.03659996648808,8.1298725268542285,8.9428597795396527,55.182999832440402,40.649362634271142,44.714298897698264,110.3659996648808,81.298725268542285,89.428597795396527,{"$f":"Input!$F$21*C1694","v":22.073199932976159},{"$f":"Input!$F$21*D1694","v":16.263265809586489},17.88959239054514]
[null,1685,2.1583205488834862E-4,1.626326580958649E-4,10.79160274441743,8.1298725268542285,8.9428597795396527,53.958013722087152,40.649362634271142,44.714298897698264,107.9160274441743,81.298725268542285,89.428597795396527,{"$f":"Input!$F$21*C1695","v":21.58320548883486},{"$f":"Input!$F$21*D1695","v":16.263265809586489},17.88959239054514]
[null,1686,2.1933201520364361E-4,1.626326580958649E-4,10.96660076018218,8.1298725268542285,8.9428597795396527,54.833003800910902,40.649362634271142,44.714298897698264,109.6660076018218,81.298725268542285,89.428597795396527,{"$f":"Input!$F$21*C1696","v":21.93320152036436},{"$f":"Input!$F$21*D1696","v":16.263265809586489},17.88959239054514]
[null,1687,2.2143199139282061E-4,1.626326580958649E-4,11.07159956964103,8.1298725268542285,8.9428597795396527,55.357997848205152,40.649362634271142,44.714298897698264,110.7159956964103,81.298725268542285,89.428597795396527,{"$f":"Input!$F$21*C1697","v":22.143199139282061},{"$f":"Input!$F$21*D1697","v":16.263265809586489},17.88959239054514]
[null,1688,2.1233209457305362E-4,1.626326580958649E-4,10.616604728652682,8.1298725268542285,8.9428597795396527,53.083023643263409,40.649362634271142,44.714298897698264,106.16604728652682,81.298725268542285,89.428597795396527,{"$f":"Input!$F$21*C1698","v":21.233209457305364},{"$f":"Input!$F$21*D1698","v":16.263265809586489},17.88959239054514]
[null,1689,1.8713238030292976E-4,1.626326580958649E-4,9.356619015146487,8.1298725268542285,8.9428597795396527,46.78309507573244,40.649362634271142,44.714298897698264,93.56619015146488,81.298725268542285,89.428597795396527,{"$f":"Input!$F$21*C1699","v":18.713238030292974},{"$f":"Input!$F$21*D1699","v":16.263265809586489},17.88959239054514]
[null,1690,1.5843270571751092E-4,1.626326580958649E-4,7.9216352858755466,8.1298725268542285,8.9428597795396527,39.608176429377728,40.649362634271142,44.714298897698264,79.216352858755457,81.298725268542285,89.428597795396527,{"$f":"Input!$F$21*C1700","v":15.843270571751093},{"$f":"Input!$F$21*D1700","v":16.263265809586489},17.88959239054514]
[null,1691,1.5073279302386196E-4,1.626326580958649E-4,7.5366396511930978,8.1298725268542285,8.9428597795396527,37.683198255965486,40.649362634271142,44.714298897698264,75.366396511930972,81.298725268542285,89.428597795396527,{"$f":"Input!$F$21*C1701","v":15.073279302386196},{"$f":"Input!$F$21*D1701","v":16.263265809586489},17.88959239054514]
[null,1692,1.3883292795185905E-4,1.626326580958649E-4,6.9416463975929519,8.1298725268542285,8.9428597795396527,34.708231987964759,40.649362634271142,44.714298897698264,69.416463975929517,81.298725268542285,89.428597795396527,{"$f":"Input!$F$21*C1702","v":13.883292795185904},{"$f":"Input!$F$21*D1702","v":16.263265809586489},17.88959239054514]
[null,1693,1.3183300732126906E-4,1.626326580958649E-4,6.5916503660634529,8.1298725268542285,8.9428597795396527,32.958251830317266,40.649362634271142,44.714298897698264,65.916503660634532,81.298725268542285,89.428597795396527,{"$f":"Input!$F$21*C1703","v":13.183300732126906},{"$f":"Input!$F$21*D1703","v":16.263265809586489},17.88959239054514]
[null,1694,1.2763305494291509E-4,1.626326580958649E-4,6.381652747145754,8.1298725268542285,8.9428597795396527,31.908263735728774,40.649362634271142,44.714298897698264,63.816527471457547,81.298725268542285,89.428597795396527,{"$f":"Input!$F$21*C1704","v":12.763305494291508},{"$f":"Input!$F$21*D1704","v":16.263265809586489},17.88959239054514]
[null,1695,1.283330470059741E-4,1.626326580958649E-4,6.4166523502987047,8.1298725268542285,8.9428597795396527,32.083261751493524,40.649362634271142,44.714298897698264,64.166523502987047,81.298725268542285,89.428597795396527,{"$f":"Input!$F$21*C1705","v":12.833304700597409},{"$f":"Input!$F$21*D1705","v":16.263265809586489},17.88959239054514]
[null,1696,1.3113301525821005E-4,1.626326580958649E-4,6.5566507629105031,8.1298725268542285,8.9428597795396527,32.783253814552516,40.649362634271142,44.714298897698264,65.566507629105033,81.298725268542285,89.428597795396527,{"$f":"Input!$F$21*C1706","v":13.113301525821006},{"$f":"Input!$F$21*D1706","v":16.263265809586489},17.88959239054514]
[null,1697,1.3673295176268204E-4,1.626326580958649E-4,6.8366475881341024,8.1298725268542285,8.9428597795396527,34.183237940670509,40.649362634271142,44.714298897698264,68.366475881341017,81.298725268542285,89.428597795396527,{"$f":"Input!$F$21*C1707","v":13.673295176268205},{"$f":"Input!$F$21*D1707","v":16.263265809586489},17.88959239054514]
[null,1698,1.4373287239327203E-4,1.626326580958649E-4,7.1866436196636014,8.1298725268542285,8.9428597795396527,35.933218098318008,40.649362634271142,44.714298897698264,71.866436196636016,81.298725268542285,89.428597795396527,{"$f":"Input!$F$21*C1708","v":14.373287239327203},{"$f":"Input!$F$21*D1708","v":16.263265809586489},17.88959239054514]
[null,1699,1.5003280096080297E-4,1.626326580958649E-4,7.5016400480401488,8.1298725268542285,8.9428597795396527,37.508200240200743,40.649362634271142,44.714298897698264,75.016400480401487,81.298725268542285,89.428597795396527,{"$f":"Input!$F$21*C1709","v":15.003280096080298},{"$f":"Input!$F$21*D1709","v":16.263265809586489},17.88959239054514]
[null,1700,1.5003280096080297E-4,1.626326580958649E-4,7.5016400480401488,8.1298725268542285,8.9428597795396527,37.508200240200743,40.649362634271142,44.714298897698264,75.016400480401487,81.298725268542285,89.428597795396527,{"$f":"Input!$F$21*C1710","v":15.003280096080298},{"$f":"Input!$F$21*D1710","v":16.263265809586489},17.88959239054514]
[null,1701,1.5283276921303896E-4,1.626326580958649E-4,7.6416384606519481,8.1298725268542285,8.9428597795396527,38.208192303259736,40.649362634271142,44.714298897698264,76.416384606519472,81.298725268542285,89.428597795396527,{"$f":"Input!$F$21*C1711","v":15.283276921303896},{"$f":"Input!$F$21*D1711","v":16.263265809586489},17.88959239054514]
[null,1702,1.5493274540221596E-4,1.626326580958649E-4,7.7466372701107975,8.1298725268542285,8.9428597795396527,38.733186350553993,40.649362634271142,44.714298897698264,77.466372701107986,81.298725268542285,89.428597795396527,{"$f":"Input!$F$21*C1712","v":15.493274540221595},{"$f":"Input!$F$21*D1712","v":16.263265809586489},17.88959239054514]
[null,1703,1.5633272952833395E-4,1.626326580958649E-4,7.8166364764166971,8.1298725268542285,8.9428597795396527,39.083182382083486,40.649362634271142,44.714298897698264,78.166364764166971,81.298725268542285,89.428597795396527,{"$f":"Input!$F$21*C1713","v":15.633272952833394},{"$f":"Input!$F$21*D1713","v":16.263265809586489},17.88959239054514]
[null,1704,1.5773271365445191E-4,1.626326580958649E-4,7.8866356827225959,8.1298725268542285,8.9428597795396527,39.433178413612978,40.649362634271142,44.714298897698264,78.866356827225957,81.298725268542285,89.428597795396527,{"$f":"Input!$F$21*C1714","v":15.773271365445192},{"$f":"Input!$F$21*D1714","v":16.263265809586489},17.88959239054514]
[null,1705,1.5983268984362891E-4,1.626326580958649E-4,7.9916344921814453,8.1298725268542285,8.9428597795396527,39.958172460907228,40.649362634271142,44.714298897698264,79.916344921814456,81.298725268542285,89.428597795396527,{"$f":"Input!$F$21*C1715","v":15.983268984362891},{"$f":"Input!$F$21*D1715","v":16.263265809586489},17.88959239054514]
[null,1706,1.6613261841115989E-4,1.626326580958649E-4,8.3066309205579945,8.1298725268542285,8.9428597795396527,41.533154602789971,40.649362634271142,44.714298897698264,83.066309205579941,81.298725268542285,89.428597795396527,{"$f":"Input!$F$21*C1716","v":16.613261841115989},{"$f":"Input!$F$21*D1716","v":16.263265809586489},17.88959239054514]
[null,1707,1.689325866633959E-4,1.626326580958649E-4,8.4466293331697955,8.1298725268542285,8.9428597795396527,42.233146665848977,40.649362634271142,44.714298897698264,84.466293331697955,81.298725268542285,89.428597795396527,{"$f":"Input!$F$21*C1717","v":16.893258666339591},{"$f":"Input!$F$21*D1717","v":16.263265809586489},17.88959239054514]
[null,1708,1.7033257078951389E-4,1.626326580958649E-4,8.5166285394756951,8.1298725268542285,8.9428597795396527,42.58314269737847,40.649362634271142,44.714298897698264,85.16628539475694,81.298725268542285,89.428597795396527,{"$f":"Input!$F$21*C1718","v":17.03325707895139},{"$f":"Input!$F$21*D1718","v":16.263265809586489},17.88959239054514]
[null,1709,1.7103256285257284E-4,1.626326580958649E-4,8.5516281426286422,8.1298725268542285,8.9428597795396527,42.758140713143213,40.649362634271142,44.714298897698264,85.516281426286426,81.298725268542285,89.428597795396527,{"$f":"Input!$F$21*C1719","v":17.103256285257284},{"$f":"Input!$F$21*D1719","v":16.263265809586489},17.88959239054514]
[null,1710,1.6613261841115989E-4,1.626326580958649E-4,8.3066309205579945,8.1298725268542285,8.9428597795396527,41.533154602789971,40.649362634271142,44.714298897698264,83.066309205579941,81.298725268542285,89.428597795396527,{"$f":"Input!$F$21*C1720","v":16.613261841115989},{"$f":"Input!$F$21*D1720","v":16.263265809586489},17.88959239054514]
[null,1711,1.591326977805699E-4,1.626326580958649E-4,7.9566348890284955,8.1298725268542285,8.9428597795396527,39.783174445142478,40.649362634271142,44.714298897698264,79.566348890284956,81.298725268542285,89.428597795396527,{"$f":"Input!$F$21*C1721","v":15.913269778056991},{"$f":"Input!$F$21*D1721","v":16.263265809586489},17.88959239054514]
[null,1712,1.5213277714997998E-4,1.626326580958649E-4,7.6066388574989992,8.1298725268542285,8.9428597795396527,38.033194287494993,40.649362634271142,44.714298897698264,76.066388574989986,81.298725268542285,89.428597795396527,{"$f":"Input!$F$21*C1722","v":15.213277714997998},{"$f":"Input!$F$21*D1722","v":16.263265809586489},17.88959239054514]
[null,1713,1.4233288826715404E-4,1.626326580958649E-4,7.1166444133577018,8.1298725268542285,8.9428597795396527,35.583222066788508,40.649362634271142,44.714298897698264,71.166444133577016,81.298725268542285,89.428597795396527,{"$f":"Input!$F$21*C1723","v":14.233288826715404},{"$f":"Input!$F$21*D1723","v":16.263265809586489},17.88959239054514]
[null,1714,1.3323299144738705E-4,1.626326580958649E-4,6.6616495723693525,8.1298725268542285,8.9428597795396527,33.308247861846766,40.649362634271142,44.714298897698264,66.616495723693532,81.298725268542285,89.428597795396527,{"$f":"Input!$F$21*C1724","v":13.323299144738705},{"$f":"Input!$F$21*D1724","v":16.263265809586489},17.88959239054514]
[null,1715,1.3183300732126906E-4,1.626326580958649E-4,6.5916503660634529,8.1298725268542285,8.9428597795396527,32.958251830317266,40.649362634271142,44.714298897698264,65.916503660634532,81.298725268542285,89.428597795396527,{"$f":"Input!$F$21*C1725","v":13.183300732126906},{"$f":"Input!$F$21*D1725","v":16.263265809586489},17.88959239054514]
[null,1716,1.2763305494291509E-4,1.626326580958649E-4,6.381652747145754,8.1298725268542285,8.9428597795396527,31.908263735728774,40.649362634271142,44.714298897698264,63.816527471457547,81.298725268542285,89.428597795396527,{"$f":"Input!$F$21*C1726","v":12.763305494291508},{"$f":"Input!$F$21*D1726","v":16.263265809586489},17.88959239054514]
[null,1717,1.1713317399703015E-4,1.626326580958649E-4,5.8566586998515078,8.1298725268542285,8.9428597795396527,29.283293499257539,40.649362634271142,44.714298897698264,58.566586998515078,81.298725268542285,89.428597795396527,{"$f":"Input!$F$21*C1727","v":11.713317399703016},{"$f":"Input!$F$21*D1727","v":16.263265809586489},17.88959239054514]
[null,1718,1.0943326130338119E-4,1.626326580958649E-4,5.4716630651690599,8.1298725268542285,8.9428597795396527,27.358315325845297,40.649362634271142,44.714298897698264,54.716630651690593,81.298725268542285,89.428597795396527,{"$f":"Input!$F$21*C1728","v":10.94332613033812},{"$f":"Input!$F$21*D1728","v":16.263265809586489},17.88959239054514]
[null,1719,1.0873326924032219E-4,1.626326580958649E-4,5.4366634620161101,8.1298725268542285,8.9428597795396527,27.183317310080547,40.649362634271142,44.714298897698264,54.366634620161093,81.298725268542285,89.428597795396527,{"$f":"Input!$F$21*C1729","v":10.87332692403222},{"$f":"Input!$F$21*D1729","v":16.263265809586489},17.88959239054514]
[null,1720,1.1083324542949919E-4,1.626326580958649E-4,5.5416622714749595,8.1298725268542285,8.9428597795396527,27.7083113573748,40.649362634271142,44.714298897698264,55.4166227147496,81.298725268542285,89.428597795396527,{"$f":"Input!$F$21*C1730","v":11.083324542949919},{"$f":"Input!$F$21*D1730","v":16.263265809586489},17.88959239054514]
[null,1721,1.1363321368173518E-4,1.626326580958649E-4,5.6816606840867587,8.1298725268542285,8.9428597795396527,28.408303420433793,40.649362634271142,44.714298897698264,56.816606840867586,81.298725268542285,89.428597795396527,{"$f":"Input!$F$21*C1731","v":11.363321368173517},{"$f":"Input!$F$21*D1731","v":16.263265809586489},17.88959239054514]
[null,1722,1.2203311843844312E-4,1.626326580958649E-4,6.1016559219221564,8.1298725268542285,8.9428597795396527,30.508279609610781,40.649362634271142,44.714298897698264,61.016559219221563,81.298725268542285,89.428597795396527,{"$f":"Input!$F$21*C1732","v":12.203311843844313},{"$f":"Input!$F$21*D1732","v":16.263265809586489},17.88959239054514]
[null,1723,1.4023291207797704E-4,1.626326580958649E-4,7.0116456038988515,8.1298725268542285,8.9428597795396527,35.058228019494258,40.649362634271142,44.714298897698264,70.116456038988517,81.298725268542285,89.428597795396527,{"$f":"Input!$F$21*C1733","v":14.023291207797703},{"$f":"Input!$F$21*D1733","v":16.263265809586489},17.88959239054514]
[null,1724,1.5353276127609797E-4,1.626326580958649E-4,7.6766380638048988,8.1298725268542285,8.9428597795396527,38.383190319024493,40.649362634271142,44.714298897698264,76.766380638048986,81.298725268542285,89.428597795396527,{"$f":"Input!$F$21*C1734","v":15.353276127609798},{"$f":"Input!$F$21*D1734","v":16.263265809586489},17.88959239054514]
[null,1725,1.6333265015892391E-4,1.626326580958649E-4,8.1666325079461952,8.1298725268542285,8.9428597795396527,40.833162539730978,40.649362634271142,44.714298897698264,81.666325079461956,81.298725268542285,89.428597795396527,{"$f":"Input!$F$21*C1735","v":16.33326501589239},{"$f":"Input!$F$21*D1735","v":16.263265809586489},17.88959239054514]
[null,1726,1.7173255491563185E-4,1.626326580958649E-4,8.5866277457815929,8.1298725268542285,8.9428597795396527,42.933138728907963,40.649362634271142,44.714298897698264,85.866277457815926,81.298725268542285,89.428597795396527,{"$f":"Input!$F$21*C1736","v":17.173255491563186},{"$f":"Input!$F$21*D1736","v":16.263265809586489},17.88959239054514]
[null,1727,1.7593250729398583E-4,1.626326580958649E-4,8.7966253646992918,8.1298725268542285,8.9428597795396527,43.983126823496455,40.649362634271142,44.714298897698264,87.966253646992911,81.298725268542285,89.428597795396527,{"$f":"Input!$F$21*C1737","v":17.593250729398584},{"$f":"Input!$F$21*D1737","v":16.263265809586489},17.88959239054514]
[null,1728,1.668326104742189E-4,1.626326580958649E-4,8.3416305237109452,8.1298725268542285,8.9428597795396527,41.708152618554728,40.649362634271142,44.714298897698264,83.416305237109455,81.298725268542285,89.428597795396527,{"$f":"Input!$F$21*C1738","v":16.68326104742189},{"$f":"Input!$F$21*D1738","v":16.263265809586489},17.88959239054514]
[null,1729,1.6403264222198289E-4,1.626326580958649E-4,{"$f":"$E$9*C1739","v":8.2016321110991441},8.1298725268542285,{"$f":"F1739*1.1","v":8.9428597795396527},{"$f":"$H$9*C1739","v":41.008160555495721},40.649362634271142,{"$f":"I1739*1.1","v":44.714298897698264},{"$f":"$K$9*C1739","v":82.016321110991441},81.298725268542285,{"$f":"L1739*1.1","v":89.428597795396527},{"$f":"Input!$F$21*C1739","v":16.403264222198288},{"$f":"Input!$F$21*D1739","v":16.263265809586489},17.88959239054514]
[null,1730,1.6333265015892391E-4,1.626326580958649E-4,8.1666325079461952,8.1298725268542285,8.9428597795396527,40.833162539730978,40.649362634271142,44.714298897698264,81.666325079461956,81.298725268542285,89.428597795396527,{"$f":"Input!$F$21*C1740","v":16.33326501589239},{"$f":"Input!$F$21*D1740","v":16.263265809586489},{"$f":"O1740*1.1","v":17.88959239054514}]
[null,1731,1.6543262634810091E-4,1.626326580958649E-4,8.2716313174050455,8.1298725268542285,8.9428597795396527,41.358156587025228,40.649362634271142,44.714298897698264,82.716313174050455,81.298725268542285,89.428597795396527,{"$f":"Input!$F$21*C1741","v":16.543262634810091},{"$f":"Input!$F$21*D1741","v":16.263265809586489},17.88959239054514]
[null,1732,1.668326104742189E-4,1.626326580958649E-4,8.3416305237109452,8.1298725268542285,8.9428597795396527,41.708152618554728,40.649362634271142,44.714298897698264,83.416305237109455,81.298725268542285,89.428597795396527,{"$f":"Input!$F$21*C1742","v":16.68326104742189},{"$f":"Input!$F$21*D1742","v":16.263265809586489},17.88959239054514]
[null,1733,1.668326104742189E-4,1.626326580958649E-4,8.3416305237109452,8.1298725268542285,8.9428597795396527,41.708152618554728,40.649362634271142,44.714298897698264,83.416305237109455,81.298725268542285,89.428597795396527,{"$f":"Input!$F$21*C1743","v":16.68326104742189},{"$f":"Input!$F$21*D1743","v":16.263265809586489},17.88959239054514]
[null,1734,1.6613261841115989E-4,1.626326580958649E-4,8.3066309205579945,8.1298725268542285,8.9428597795396527,41.533154602789971,40.649362634271142,44.714298897698264,83.066309205579941,81.298725268542285,89.428597795396527,{"$f":"Input!$F$21*C1744","v":16.613261841115989},{"$f":"Input!$F$21*D1744","v":16.263265809586489},17.88959239054514]
[null,1735,1.6823259460033689E-4,1.626326580958649E-4,8.4116297300168448,8.1298725268542285,8.9428597795396527,42.05814865008422,40.649362634271142,44.714298897698264,84.116297300168441,81.298725268542285,89.428597795396527,{"$f":"Input!$F$21*C1745","v":16.82325946003369},{"$f":"Input!$F$21*D1745","v":16.263265809586489},17.88959239054514]
[null,1736,1.7103256285257284E-4,1.626326580958649E-4,8.5516281426286422,8.1298725268542285,8.9428597795396527,42.758140713143213,40.649362634271142,44.714298897698264,85.516281426286426,81.298725268542285,89.428597795396527,{"$f":"Input!$F$21*C1746","v":17.103256285257284},{"$f":"Input!$F$21*D1746","v":16.263265809586489},17.88959239054514]
[null,1737,1.6753260253727788E-4,1.626326580958649E-4,8.3766301268638941,8.1298725268542285,8.9428597795396527,41.88315063431947,40.649362634271142,44.714298897698264,83.766301268638941,81.298725268542285,89.428597795396527,{"$f":"Input!$F$21*C1747","v":16.753260253727788},{"$f":"Input!$F$21*D1747","v":16.263265809586489},17.88959239054514]
[null,1738,1.5003280096080297E-4,1.626326580958649E-4,7.5016400480401488,8.1298725268542285,8.9428597795396527,37.508200240200743,40.649362634271142,44.714298897698264,75.016400480401487,81.298725268542285,89.428597795396527,{"$f":"Input!$F$21*C1748","v":15.003280096080298},{"$f":"Input!$F$21*D1748","v":16.263265809586489},17.88959239054514]
[null,1739,1.4233288826715404E-4,1.626326580958649E-4,7.1166444133577018,8.1298725268542285,8.9428597795396527,35.583222066788508,40.649362634271142,44.714298897698264,71.166444133577016,81.298725268542285,89.428597795396527,{"$f":"Input!$F$21*C1749","v":14.233288826715404},{"$f":"Input!$F$21*D1749","v":16.263265809586489},17.88959239054514]
[null,1740,1.3743294382574105E-4,1.626326580958649E-4,6.8716471912870523,8.1298725268542285,8.9428597795396527,34.358235956435266,40.649362634271142,44.714298897698264,68.716471912870531,81.298725268542285,89.428597795396527,{"$f":"Input!$F$21*C1750","v":13.743294382574105},{"$f":"Input!$F$21*D1750","v":16.263265809586489},17.88959239054514]
[null,1741,1.3673295176268204E-4,1.626326580958649E-4,6.8366475881341024,8.1298725268542285,8.9428597795396527,34.183237940670509,40.649362634271142,44.714298897698264,68.366475881341017,81.298725268542285,89.428597795396527,{"$f":"Input!$F$21*C1751","v":13.673295176268205},{"$f":"Input!$F$21*D1751","v":16.263265809586489},17.88959239054514]
[null,1742,1.3743294382574105E-4,1.626326580958649E-4,6.8716471912870523,8.1298725268542285,8.9428597795396527,34.358235956435266,40.649362634271142,44.714298897698264,68.716471912870531,81.298725268542285,89.428597795396527,{"$f":"Input!$F$21*C1752","v":13.743294382574105},{"$f":"Input!$F$21*D1752","v":16.263265809586489},17.88959239054514]
[null,1743,1.3813293588880004E-4,1.626326580958649E-4,6.9066467944400021,8.1298725268542285,8.9428597795396527,34.533233972200009,40.649362634271142,44.714298897698264,69.066467944400017,81.298725268542285,89.428597795396527,{"$f":"Input!$F$21*C1753","v":13.813293588880004},{"$f":"Input!$F$21*D1753","v":16.263265809586489},17.88959239054514]
[null,1744,1.4023291207797704E-4,1.626326580958649E-4,7.0116456038988515,8.1298725268542285,8.9428597795396527,35.058228019494258,40.649362634271142,44.714298897698264,70.116456038988517,81.298725268542285,89.428597795396527,{"$f":"Input!$F$21*C1754","v":14.023291207797703},{"$f":"Input!$F$21*D1754","v":16.263265809586489},17.88959239054514]
[null,1745,1.4233288826715404E-4,1.626326580958649E-4,7.1166444133577018,8.1298725268542285,8.9428597795396527,35.583222066788508,40.649362634271142,44.714298897698264,71.166444133577016,81.298725268542285,89.428597795396527,{"$f":"Input!$F$21*C1755","v":14.233288826715404},{"$f":"Input!$F$21*D1755","v":16.263265809586489},17.88959239054514]
[null,1746,1.4723283270856699E-4,1.626326580958649E-4,7.3616416354283496,8.1298725268542285,8.9428597795396527,36.808208177141751,40.649362634271142,44.714298897698264,73.616416354283501,81.298725268542285,89.428597795396527,{"$f":"Input!$F$21*C1756","v":14.723283270856699},{"$f":"Input!$F$21*D1756","v":16.263265809586489},17.88959239054514]
[null,1747,1.6613261841115989E-4,1.626326580958649E-4,8.3066309205579945,8.1298725268542285,8.9428597795396527,41.533154602789971,40.649362634271142,44.714298897698264,83.066309205579941,81.298725268542285,89.428597795396527,{"$f":"Input!$F$21*C1757","v":16.613261841115989},{"$f":"Input!$F$21*D1757","v":16.263265809586489},17.88959239054514]
[null,1748,1.7943246760928082E-4,1.626326580958649E-4,8.9716233804640417,8.1298725268542285,8.9428597795396527,44.858116902320205,40.649362634271142,44.714298897698264,89.71623380464041,81.298725268542285,89.428597795396527,{"$f":"Input!$F$21*C1758","v":17.943246760928083},{"$f":"Input!$F$21*D1758","v":16.263265809586489},17.88959239054514]
[null,1749,1.8223243586151677E-4,1.626326580958649E-4,9.1116217930758392,8.1298725268542285,8.9428597795396527,45.558108965379191,40.649362634271142,44.714298897698264,91.116217930758381,81.298725268542285,89.428597795396527,{"$f":"Input!$F$21*C1759","v":18.223243586151678},{"$f":"Input!$F$21*D1759","v":16.263265809586489},17.88959239054514]
[null,1750,1.8363241998763476E-4,1.626326580958649E-4,9.1816209993817388,8.1298725268542285,8.9428597795396527,45.908104996908691,40.649362634271142,44.714298897698264,91.816209993817381,81.298725268542285,89.428597795396527,{"$f":"Input!$F$21*C1760","v":18.363241998763478},{"$f":"Input!$F$21*D1760","v":16.263265809586489},17.88959239054514]
[null,1751,1.8923235649210676E-4,1.626326580958649E-4,9.4616178246053373,8.1298725268542285,8.9428597795396527,47.30808912302669,40.649362634271142,44.714298897698264,94.61617824605338,81.298725268542285,89.428597795396527,{"$f":"Input!$F$21*C1761","v":18.923235649210675},{"$f":"Input!$F$21*D1761","v":16.263265809586489},17.88959239054514]
[null,1752,1.9343230887046076E-4,1.626326580958649E-4,9.6716154435230379,8.1298725268542285,8.9428597795396527,48.35807721761519,40.649362634271142,44.714298897698264,96.716154435230379,81.298725268542285,89.428597795396527,{"$f":"Input!$F$21*C1762","v":19.343230887046076},{"$f":"Input!$F$21*D1762","v":16.263265809586489},17.88959239054514]
[null,1753,1.9203232474434274E-4,1.626326580958649E-4,9.6016162372171365,8.1298725268542285,8.9428597795396527,48.008081186085683,40.649362634271142,44.714298897698264,96.016162372171365,81.298725268542285,89.428597795396527,{"$f":"Input!$F$21*C1763","v":19.203232474434273},{"$f":"Input!$F$21*D1763","v":16.263265809586489},17.88959239054514]
[null,1754,1.9343230887046076E-4,1.626326580958649E-4,9.6716154435230379,8.1298725268542285,8.9428597795396527,48.35807721761519,40.649362634271142,44.714298897698264,96.716154435230379,81.298725268542285,89.428597795396527,{"$f":"Input!$F$21*C1764","v":19.343230887046076},{"$f":"Input!$F$21*D1764","v":16.263265809586489},17.88959239054514]
[null,1755,1.9483229299657875E-4,1.626326580958649E-4,9.7416146498289375,8.1298725268542285,8.9428597795396527,48.708073249144689,40.649362634271142,44.714298897698264,97.416146498289379,81.298725268542285,89.428597795396527,{"$f":"Input!$F$21*C1765","v":19.483229299657875},{"$f":"Input!$F$21*D1765","v":16.263265809586489},17.88959239054514]
[null,1756,1.9343230887046076E-4,1.626326580958649E-4,9.6716154435230379,8.1298725268542285,8.9428597795396527,48.35807721761519,40.649362634271142,44.714298897698264,96.716154435230379,81.298725268542285,89.428597795396527,{"$f":"Input!$F$21*C1766","v":19.343230887046076},{"$f":"Input!$F$21*D1766","v":16.263265809586489},17.88959239054514]
[null,1757,1.8923235649210676E-4,1.626326580958649E-4,9.4616178246053373,8.1298725268542285,8.9428597795396527,47.30808912302669,40.649362634271142,44.714298897698264,94.61617824605338,81.298725268542285,89.428597795396527,{"$f":"Input!$F$21*C1767","v":18.923235649210675},{"$f":"Input!$F$21*D1767","v":16.263265809586489},17.88959239054514]
[null,1758,1.8853236442904775E-4,1.626326580958649E-4,9.4266182214523866,8.1298725268542285,8.9428597795396527,47.13309110726194,40.649362634271142,44.714298897698264,94.26618221452388,81.298725268542285,89.428597795396527,{"$f":"Input!$F$21*C1768","v":18.853236442904773},{"$f":"Input!$F$21*D1768","v":16.263265809586489},17.88959239054514]
[null,1759,1.8573239617681176E-4,1.626326580958649E-4,9.2866198088405874,8.1298725268542285,8.9428597795396527,46.43309904420294,40.649362634271142,44.714298897698264,92.866198088405881,81.298725268542285,89.428597795396527,{"$f":"Input!$F$21*C1769","v":18.573239617681175},{"$f":"Input!$F$21*D1769","v":16.263265809586489},17.88959239054514]
[null,1760,1.7803248348316283E-4,1.626326580958649E-4,8.9016241741581421,8.1298725268542285,8.9428597795396527,44.508120870790705,40.649362634271142,44.714298897698264,89.01624174158141,81.298725268542285,89.428597795396527,{"$f":"Input!$F$21*C1770","v":17.803248348316284},{"$f":"Input!$F$21*D1770","v":16.263265809586489},17.88959239054514]
[null,1761,1.626326580958649E-4,1.626326580958649E-4,8.1316329047932445,8.1298725268542285,8.9428597795396527,40.658164523966221,40.649362634271142,44.714298897698264,81.316329047932442,81.298725268542285,89.428597795396527,{"$f":"Input!$F$21*C1771","v":16.263265809586489},{"$f":"Input!$F$21*D1771","v":16.263265809586489},17.88959239054514]
[null,1762,1.5213277714997998E-4,1.626326580958649E-4,7.6066388574989992,8.1298725268542285,8.9428597795396527,38.033194287494993,40.649362634271142,44.714298897698264,76.066388574989986,81.298725268542285,89.428597795396527,{"$f":"Input!$F$21*C1772","v":15.213277714997998},{"$f":"Input!$F$21*D1772","v":16.263265809586489},17.88959239054514]
[null,1763,1.4723283270856699E-4,1.6193266603280591E-4,7.3616416354283496,8.0948805005963482,8.9043685506559846,36.808208177141751,40.474402502981739,44.52184275327992,73.616416354283501,80.948805005963479,89.043685506559839,{"$f":"Input!$F$21*C1773","v":14.723283270856699},{"$f":"Input!$F$21*D1773","v":16.193266603280591},17.812593263608651]
[null,1764,1.4303288033021302E-4,1.6193266603280591E-4,7.1516440165106507,8.0948805005963482,8.9043685506559846,35.758220082553258,40.474402502981739,44.52184275327992,71.516440165106516,80.948805005963479,89.043685506559839,{"$f":"Input!$F$21*C1774","v":14.303288033021301},{"$f":"Input!$F$21*D1774","v":16.193266603280591},17.812593263608651]
[null,1765,1.4303288033021302E-4,1.6193266603280591E-4,7.1516440165106507,8.0948805005963482,8.9043685506559846,35.758220082553258,40.474402502981739,44.52184275327992,71.516440165106516,80.948805005963479,89.043685506559839,{"$f":"Input!$F$21*C1775","v":14.303288033021301},{"$f":"Input!$F$21*D1775","v":16.193266603280591},17.812593263608651]
[null,1766,1.4373287239327203E-4,1.6193266603280591E-4,7.1866436196636014,8.0948805005963482,8.9043685506559846,35.933218098318008,40.474402502981739,44.52184275327992,71.866436196636016,80.948805005963479,89.043685506559839,{"$f":"Input!$F$21*C1776","v":14.373287239327203},{"$f":"Input!$F$21*D1776","v":16.193266603280591},17.812593263608651]
[null,1767,1.4303288033021302E-4,1.6193266603280591E-4,7.1516440165106507,8.0948805005963482,8.9043685506559846,35.758220082553258,40.474402502981739,44.52184275327992,71.516440165106516,80.948805005963479,89.043685506559839,{"$f":"Input!$F$21*C1777","v":14.303288033021301},{"$f":"Input!$F$21*D1777","v":16.193266603280591},17.812593263608651]
[null,1768,1.4513285651938999E-4,1.6193266603280591E-4,7.2566428259694993,8.0948805005963482,8.9043685506559846,36.283214129847501,40.474402502981739,44.52184275327992,72.566428259695002,80.948805005963479,89.043685506559839,{"$f":"Input!$F$21*C1778","v":14.513285651938999},{"$f":"Input!$F$21*D1778","v":16.193266603280591},17.812593263608651]
[null,1769,1.4653284064550798E-4,1.6193266603280591E-4,7.3266420322753989,8.0948805005963482,8.9043685506559846,36.633210161376994,40.474402502981739,44.52184275327992,73.266420322753987,80.948805005963479,89.043685506559839,{"$f":"Input!$F$21*C1779","v":14.653284064550798},{"$f":"Input!$F$21*D1779","v":16.193266603280591},17.812593263608651]
[null,1770,1.5493274540221596E-4,1.6193266603280591E-4,7.7466372701107975,8.0948805005963482,8.9043685506559846,38.733186350553993,40.474402502981739,44.52184275327992,77.466372701107986,80.948805005963479,89.043685506559839,{"$f":"Input!$F$21*C1780","v":15.493274540221595},{"$f":"Input!$F$21*D1780","v":16.193266603280591},17.812593263608651]
[null,1771,1.6543262634810091E-4,1.6193266603280591E-4,8.2716313174050455,8.0948805005963482,8.9043685506559846,41.358156587025228,40.474402502981739,44.52184275327992,82.716313174050455,80.948805005963479,89.043685506559839,{"$f":"Input!$F$21*C1781","v":16.543262634810091},{"$f":"Input!$F$21*D1781","v":16.193266603280591},17.812593263608651]
[null,1772,1.7663249935704484E-4,1.6193266603280591E-4,8.8316249678522425,8.0948805005963482,8.9043685506559846,44.158124839261205,40.474402502981739,44.52184275327992,88.316249678522411,80.948805005963479,89.043685506559839,{"$f":"Input!$F$21*C1782","v":17.663249935704485},{"$f":"Input!$F$21*D1782","v":16.193266603280591},17.812593263608651]
[null,1773,1.7803248348316283E-4,1.6193266603280591E-4,8.9016241741581421,8.0948805005963482,8.9043685506559846,44.508120870790705,40.474402502981739,44.52184275327992,89.01624174158141,80.948805005963479,89.043685506559839,{"$f":"Input!$F$21*C1783","v":17.803248348316284},{"$f":"Input!$F$21*D1783","v":16.193266603280591},17.812593263608651]
[null,1774,1.7803248348316283E-4,1.6193266603280591E-4,8.9016241741581421,8.0948805005963482,8.9043685506559846,44.508120870790705,40.474402502981739,44.52184275327992,89.01624174158141,80.948805005963479,89.043685506559839,{"$f":"Input!$F$21*C1784","v":17.803248348316284},{"$f":"Input!$F$21*D1784","v":16.193266603280591},17.812593263608651]
[null,1775,1.8503240411375276E-4,1.6193266603280591E-4,9.2516202056876384,8.0948805005963482,8.9043685506559846,46.25810102843819,40.474402502981739,44.52184275327992,92.516202056876381,80.948805005963479,89.043685506559839,{"$f":"Input!$F$21*C1785","v":18.503240411375277},{"$f":"Input!$F$21*D1785","v":16.193266603280591},17.812593263608651]
[null,1776,1.8993234855516577E-4,1.6193266603280591E-4,9.496617427758288,8.0948805005963482,8.9043685506559846,47.48308713879144,40.474402502981739,44.52184275327992,94.96617427758288,80.948805005963479,89.043685506559839,{"$f":"Input!$F$21*C1786","v":18.993234855516576},{"$f":"Input!$F$21*D1786","v":16.193266603280591},17.812593263608651]
[null,1777,1.8783237236598876E-4,1.6193266603280591E-4,9.3916186182994377,8.0948805005963482,8.9043685506559846,46.95809309149719,40.474402502981739,44.52184275327992,93.91618618299438,80.948805005963479,89.043685506559839,{"$f":"Input!$F$21*C1787","v":18.783237236598875},{"$f":"Input!$F$21*D1787","v":16.193266603280591},17.812593263608651]
[null,1778,1.8923235649210676E-4,1.6193266603280591E-4,9.4616178246053373,8.0948805005963482,8.9043685506559846,47.30808912302669,40.474402502981739,44.52184275327992,94.61617824605338,80.948805005963479,89.043685506559839,{"$f":"Input!$F$21*C1788","v":18.923235649210675},{"$f":"Input!$F$21*D1788","v":16.193266603280591},17.812593263608651]
[null,1779,1.9133233268128376E-4,1.6193266603280591E-4,9.5666166340641876,8.0948805005963482,8.9043685506559846,47.83308317032094,40.474402502981739,44.52184275327992,95.66616634064188,80.948805005963479,89.043685506559839,{"$f":"Input!$F$21*C1789","v":19.133233268128375},{"$f":"Input!$F$21*D1789","v":16.193266603280591},17.812593263608651]
[null,1780,1.9273231680740175E-4,1.6193266603280591E-4,9.6366158403700872,8.0948805005963482,8.9043685506559846,48.18307920185044,40.474402502981739,44.52184275327992,96.366158403700879,80.948805005963479,89.043685506559839,{"$f":"Input!$F$21*C1790","v":19.273231680740174},{"$f":"Input!$F$21*D1790","v":16.193266603280591},17.812593263608651]
[null,1781,1.9133233268128376E-4,1.6193266603280591E-4,9.5666166340641876,8.0948805005963482,8.9043685506559846,47.83308317032094,40.474402502981739,44.52184275327992,95.66616634064188,80.948805005963479,89.043685506559839,{"$f":"Input!$F$21*C1791","v":19.133233268128375},{"$f":"Input!$F$21*D1791","v":16.193266603280591},17.812593263608651]
[null,1782,1.9413230093351974E-4,1.6193266603280591E-4,9.7066150466759868,8.0948805005963482,8.9043685506559846,48.533075233379932,40.474402502981739,44.52184275327992,97.066150466759865,80.948805005963479,89.043685506559839,{"$f":"Input!$F$21*C1792","v":19.413230093351974},{"$f":"Input!$F$21*D1792","v":16.193266603280591},17.812593263608651]
[null,1783,1.9133233268128376E-4,1.6193266603280591E-4,9.5666166340641876,8.0948805005963482,8.9043685506559846,47.83308317032094,40.474402502981739,44.52184275327992,95.66616634064188,80.948805005963479,89.043685506559839,{"$f":"Input!$F$21*C1793","v":19.133233268128375},{"$f":"Input!$F$21*D1793","v":16.193266603280591},17.812593263608651]
[null,1784,1.8013245967233983E-4,1.6193266603280591E-4,9.0066229836169907,8.0948805005963482,8.9043685506559846,45.033114918084955,40.474402502981739,44.52184275327992,90.06622983616991,80.948805005963479,89.043685506559839,{"$f":"Input!$F$21*C1794","v":18.013245967233981},{"$f":"Input!$F$21*D1794","v":16.193266603280591},17.812593263608651]
[null,1785,1.6823259460033689E-4,1.6193266603280591E-4,8.4116297300168448,8.0948805005963482,8.9043685506559846,42.05814865008422,40.474402502981739,44.52184275327992,84.116297300168441,80.948805005963479,89.043685506559839,{"$f":"Input!$F$21*C1795","v":16.82325946003369},{"$f":"Input!$F$21*D1795","v":16.193266603280591},17.812593263608651]
[null,1786,1.7453252316786783E-4,1.6193266603280591E-4,8.7266261583933922,8.0948805005963482,8.9043685506559846,43.633130791966956,40.474402502981739,44.52184275327992,87.266261583933911,80.948805005963479,89.043685506559839,{"$f":"Input!$F$21*C1796","v":17.453252316786784},{"$f":"Input!$F$21*D1796","v":16.193266603280591},17.812593263608651]
[null,1787,1.7313253904174984E-4,1.6193266603280591E-4,8.6566269520874926,8.0948805005963482,8.9043685506559846,43.283134760437463,40.474402502981739,44.52184275327992,86.566269520874926,80.948805005963479,89.043685506559839,{"$f":"Input!$F$21*C1797","v":17.313253904174985},{"$f":"Input!$F$21*D1797","v":16.193266603280591},17.812593263608651]
[null,1788,1.5983268984362891E-4,1.6193266603280591E-4,7.9916344921814453,8.0948805005963482,8.9043685506559846,39.958172460907228,40.474402502981739,44.52184275327992,79.916344921814456,80.948805005963479,89.043685506559839,{"$f":"Input!$F$21*C1798","v":15.983268984362891},{"$f":"Input!$F$21*D1798","v":16.193266603280591},17.812593263608651]
[null,1789,1.5423275333915695E-4,1.6193266603280591E-4,7.7116376669578477,8.0948805005963482,8.9043685506559846,38.558188334789236,40.474402502981739,44.52184275327992,77.116376669578472,80.948805005963479,89.043685506559839,{"$f":"Input!$F$21*C1799","v":15.423275333915695},{"$f":"Input!$F$21*D1799","v":16.193266603280591},17.812593263608651]
[null,1790,1.5143278508692097E-4,1.6193266603280591E-4,7.5716392543460485,8.0948805005963482,8.9043685506559846,37.858196271730243,40.474402502981739,44.52184275327992,75.716392543460486,80.948805005963479,89.043685506559839,{"$f":"Input!$F$21*C1800","v":15.143278508692097},{"$f":"Input!$F$21*D1800","v":16.193266603280591},17.812593263608651]
[null,1791,1.5423275333915695E-4,1.6193266603280591E-4,7.7116376669578477,8.0948805005963482,8.9043685506559846,38.558188334789236,40.474402502981739,44.52184275327992,77.116376669578472,80.948805005963479,89.043685506559839,{"$f":"Input!$F$21*C1801","v":15.423275333915695},{"$f":"Input!$F$21*D1801","v":16.193266603280591},17.812593263608651]
[null,1792,1.5073279302386196E-4,1.6193266603280591E-4,7.5366396511930978,8.0948805005963482,8.9043685506559846,37.683198255965486,40.474402502981739,44.52184275327992,75.366396511930972,80.948805005963479,89.043685506559839,{"$f":"Input!$F$21*C1802","v":15.073279302386196},{"$f":"Input!$F$21*D1802","v":16.193266603280591},17.812593263608651]
[null,1793,1.5283276921303896E-4,1.6193266603280591E-4,{"$f":"$E$9*C1803","v":7.6416384606519481},8.0948805005963482,{"$f":"F1803*1.1","v":8.9043685506559846},{"$f":"$H$9*C1803","v":38.208192303259736},40.474402502981739,{"$f":"I1803*1.1","v":44.52184275327992},{"$f":"$K$9*C1803","v":76.416384606519472},80.948805005963479,{"$f":"L1803*1.1","v":89.043685506559839},{"$f":"Input!$F$21*C1803","v":15.283276921303896},{"$f":"Input!$F$21*D1803","v":16.193266603280591},17.812593263608651]
[null,1794,1.5983268984362891E-4,1.6193266603280591E-4,7.9916344921814453,8.0948805005963482,8.9043685506559846,39.958172460907228,40.474402502981739,44.52184275327992,79.916344921814456,80.948805005963479,89.043685506559839,{"$f":"Input!$F$21*C1804","v":15.983268984362891},{"$f":"Input!$F$21*D1804","v":16.193266603280591},{"$f":"O1804*1.1","v":17.812593263608651}]
[null,1795,1.6613261841115989E-4,1.6193266603280591E-4,8.3066309205579945,8.0948805005963482,8.9043685506559846,41.533154602789971,40.474402502981739,44.52184275327992,83.066309205579941,80.948805005963479,89.043685506559839,{"$f":"Input!$F$21*C1805","v":16.613261841115989},{"$f":"Input!$F$21*D1805","v":16.193266603280591},17.812593263608651]
[null,1796,1.7243254697869089E-4,1.6193266603280591E-4,8.6216273489345436,8.0948805005963482,8.9043685506559846,43.10813674467272,40.474402502981739,44.52184275327992,86.21627348934544,80.948805005963479,89.043685506559839,{"$f":"Input!$F$21*C1806","v":17.243254697869087},{"$f":"Input!$F$21*D1806","v":16.193266603280591},17.812593263608651]
[null,1797,1.7313253904174984E-4,1.6193266603280591E-4,8.6566269520874926,8.0948805005963482,8.9043685506559846,43.283134760437463,40.474402502981739,44.52184275327992,86.566269520874926,80.948805005963479,89.043685506559839,{"$f":"Input!$F$21*C1807","v":17.313253904174985},{"$f":"Input!$F$21*D1807","v":16.193266603280591},17.812593263608651]
[null,1798,1.7593250729398583E-4,1.6193266603280591E-4,8.7966253646992918,8.0948805005963482,8.9043685506559846,43.983126823496455,40.474402502981739,44.52184275327992,87.966253646992911,80.948805005963479,89.043685506559839,{"$f":"Input!$F$21*C1808","v":17.593250729398584},{"$f":"Input!$F$21*D1808","v":16.193266603280591},17.812593263608651]
[null,1799,1.7873247554622181E-4,1.6193266603280591E-4,8.936623777311091,8.0948805005963482,8.9043685506559846,44.683118886555455,40.474402502981739,44.52184275327992,89.36623777311091,80.948805005963479,89.043685506559839,{"$f":"Input!$F$21*C1809","v":17.873247554622182},{"$f":"Input!$F$21*D1809","v":16.193266603280591},17.812593263608651]
[null,1800,1.7803248348316283E-4,1.6193266603280591E-4,8.9016241741581421,8.0948805005963482,8.9043685506559846,44.508120870790705,40.474402502981739,44.52184275327992,89.01624174158141,80.948805005963479,89.043685506559839,{"$f":"Input!$F$21*C1810","v":17.803248348316284},{"$f":"Input!$F$21*D1810","v":16.193266603280591},17.812593263608651]
[null,1801,1.8433241205069377E-4,1.6193266603280591E-4,9.2166206025346895,8.0948805005963482,8.9043685506559846,46.08310301267344,40.474402502981739,44.52184275327992,92.166206025346881,80.948805005963479,89.043685506559839,{"$f":"Input!$F$21*C1811","v":18.433241205069379},{"$f":"Input!$F$21*D1811","v":16.193266603280591},17.812593263608651]
[null,1802,1.8853236442904775E-4,1.6193266603280591E-4,9.4266182214523866,8.0948805005963482,8.9043685506559846,47.13309110726194,40.474402502981739,44.52184275327992,94.26618221452388,80.948805005963479,89.043685506559839,{"$f":"Input!$F$21*C1812","v":18.853236442904773},{"$f":"Input!$F$21*D1812","v":16.193266603280591},17.812593263608651]
[null,1803,1.8783237236598876E-4,1.6193266603280591E-4,9.3916186182994377,8.0948805005963482,8.9043685506559846,46.95809309149719,40.474402502981739,44.52184275327992,93.91618618299438,80.948805005963479,89.043685506559839,{"$f":"Input!$F$21*C1813","v":18.783237236598875},{"$f":"Input!$F$21*D1813","v":16.193266603280591},17.812593263608651]
[null,1804,1.9133233268128376E-4,1.6193266603280591E-4,9.5666166340641876,8.0948805005963482,8.9043685506559846,47.83308317032094,40.474402502981739,44.52184275327992,95.66616634064188,80.948805005963479,89.043685506559839,{"$f":"Input!$F$21*C1814","v":19.133233268128375},{"$f":"Input!$F$21*D1814","v":16.193266603280591},17.812593263608651]
[null,1805,1.9063234061822475E-4,1.6193266603280591E-4,9.5316170309112369,8.0948805005963482,8.9043685506559846,47.65808515455619,40.474402502981739,44.52184275327992,95.31617030911238,80.948805005963479,89.043685506559839,{"$f":"Input!$F$21*C1815","v":19.063234061822474},{"$f":"Input!$F$21*D1815","v":16.193266603280591},17.812593263608651]
[null,1806,1.9203232474434274E-4,1.6193266603280591E-4,9.6016162372171365,8.0948805005963482,8.9043685506559846,48.008081186085683,40.474402502981739,44.52184275327992,96.016162372171365,80.948805005963479,89.043685506559839,{"$f":"Input!$F$21*C1816","v":19.203232474434273},{"$f":"Input!$F$21*D1816","v":16.193266603280591},17.812593263608651]
[null,1807,1.8783237236598876E-4,1.6193266603280591E-4,9.3916186182994377,8.0948805005963482,8.9043685506559846,46.95809309149719,40.474402502981739,44.52184275327992,93.91618618299438,80.948805005963479,89.043685506559839,{"$f":"Input!$F$21*C1817","v":18.783237236598875},{"$f":"Input!$F$21*D1817","v":16.193266603280591},17.812593263608651]
[null,1808,1.7523251523092684E-4,1.6193266603280591E-4,8.7616257615463429,8.0948805005963482,8.9043685506559846,43.808128807731713,40.474402502981739,44.52184275327992,87.616257615463425,80.948805005963479,89.043685506559839,{"$f":"Input!$F$21*C1818","v":17.523251523092686},{"$f":"Input!$F$21*D1818","v":16.193266603280591},17.812593263608651]
[null,1809,1.5983268984362891E-4,1.6193266603280591E-4,7.9916344921814453,8.0948805005963482,8.9043685506559846,39.958172460907228,40.474402502981739,44.52184275327992,79.916344921814456,80.948805005963479,89.043685506559839,{"$f":"Input!$F$21*C1819","v":15.983268984362891},{"$f":"Input!$F$21*D1819","v":16.193266603280591},17.812593263608651]
[null,1810,1.4793282477162597E-4,1.6193266603280591E-4,7.3966412385812985,8.0948805005963482,8.9043685506559846,36.983206192906493,40.474402502981739,44.52184275327992,73.966412385812987,80.948805005963479,89.043685506559839,{"$f":"Input!$F$21*C1820","v":14.793282477162597},{"$f":"Input!$F$21*D1820","v":16.193266603280591},17.812593263608651]
[null,1811,1.4163289620409503E-4,1.6193266603280591E-4,7.0816448102047511,8.0948805005963482,8.9043685506559846,35.408224051023758,40.474402502981739,44.52184275327992,70.816448102047516,80.948805005963479,89.043685506559839,{"$f":"Input!$F$21*C1821","v":14.163289620409502},{"$f":"Input!$F$21*D1821","v":16.193266603280591},17.812593263608651]
[null,1812,1.4583284858244903E-4,1.6193266603280591E-4,7.2916424291224518,8.0948805005963482,8.9043685506559846,36.458212145612258,40.474402502981739,44.52184275327992,72.916424291224516,80.948805005963479,89.043685506559839,{"$f":"Input!$F$21*C1822","v":14.583284858244904},{"$f":"Input!$F$21*D1822","v":16.193266603280591},17.812593263608651]
[null,1813,1.3813293588880004E-4,1.6193266603280591E-4,6.9066467944400021,8.0948805005963482,8.9043685506559846,34.533233972200009,40.474402502981739,44.52184275327992,69.066467944400017,80.948805005963479,89.043685506559839,{"$f":"Input!$F$21*C1823","v":13.813293588880004},{"$f":"Input!$F$21*D1823","v":16.193266603280591},17.812593263608651]
[null,1814,1.3813293588880004E-4,1.6193266603280591E-4,6.9066467944400021,8.0948805005963482,8.9043685506559846,34.533233972200009,40.474402502981739,44.52184275327992,69.066467944400017,80.948805005963479,89.043685506559839,{"$f":"Input!$F$21*C1824","v":13.813293588880004},{"$f":"Input!$F$21*D1824","v":16.193266603280591},17.812593263608651]
[null,1815,1.4023291207797704E-4,1.6193266603280591E-4,7.0116456038988515,8.0948805005963482,8.9043685506559846,35.058228019494258,40.474402502981739,44.52184275327992,70.116456038988517,80.948805005963479,89.043685506559839,{"$f":"Input!$F$21*C1825","v":14.023291207797703},{"$f":"Input!$F$21*D1825","v":16.193266603280591},17.812593263608651]
[null,1816,1.4093290414103602E-4,1.6193266603280591E-4,7.0466452070518013,8.0948805005963482,8.9043685506559846,35.233226035259001,40.474402502981739,44.52184275327992,70.466452070518002,80.948805005963479,89.043685506559839,{"$f":"Input!$F$21*C1826","v":14.093290414103603},{"$f":"Input!$F$21*D1826","v":16.193266603280591},17.812593263608651]
[null,1817,1.4303288033021302E-4,1.6193266603280591E-4,7.1516440165106507,8.0948805005963482,8.9043685506559846,35.758220082553258,40.474402502981739,44.52184275327992,71.516440165106516,80.948805005963479,89.043685506559839,{"$f":"Input!$F$21*C1827","v":14.303288033021301},{"$f":"Input!$F$21*D1827","v":16.193266603280591},17.812593263608651]
[null,1818,1.4653284064550798E-4,1.6193266603280591E-4,7.3266420322753989,8.0948805005963482,8.9043685506559846,36.633210161376994,40.474402502981739,44.52184275327992,73.266420322753987,80.948805005963479,89.043685506559839,{"$f":"Input!$F$21*C1828","v":14.653284064550798},{"$f":"Input!$F$21*D1828","v":16.193266603280591},17.812593263608651]
[null,1819,1.5703272159139296E-4,1.6193266603280591E-4,7.8516360795696478,8.0948805005963482,8.9043685506559846,39.258180397848243,40.474402502981739,44.52184275327992,78.516360795696485,80.948805005963479,89.043685506559839,{"$f":"Input!$F$21*C1829","v":15.703272159139296},{"$f":"Input!$F$21*D1829","v":16.193266603280591},17.812593263608651]
[null,1820,1.6963257872645488E-4,1.6193266603280591E-4,8.4816289363227444,8.0948805005963482,8.9043685506559846,42.40814468161372,40.474402502981739,44.52184275327992,84.81628936322744,80.948805005963479,89.043685506559839,{"$f":"Input!$F$21*C1830","v":16.963257872645489},{"$f":"Input!$F$21*D1830","v":16.193266603280591},17.812593263608651]
[null,1821,1.6963257872645488E-4,1.6193266603280591E-4,8.4816289363227444,8.0948805005963482,8.9043685506559846,42.40814468161372,40.474402502981739,44.52184275327992,84.81628936322744,80.948805005963479,89.043685506559839,{"$f":"Input!$F$21*C1831","v":16.963257872645489},{"$f":"Input!$F$21*D1831","v":16.193266603280591},17.812593263608651]
[null,1822,1.7103256285257284E-4,1.6193266603280591E-4,8.5516281426286422,8.0948805005963482,8.9043685506559846,42.758140713143213,40.474402502981739,44.52184275327992,85.516281426286426,80.948805005963479,89.043685506559839,{"$f":"Input!$F$21*C1832","v":17.103256285257284},{"$f":"Input!$F$21*D1832","v":16.193266603280591},17.812593263608651]
[null,1823,1.7103256285257284E-4,1.6193266603280591E-4,8.5516281426286422,8.0948805005963482,8.9043685506559846,42.758140713143213,40.474402502981739,44.52184275327992,85.516281426286426,80.948805005963479,89.043685506559839,{"$f":"Input!$F$21*C1833","v":17.103256285257284},{"$f":"Input!$F$21*D1833","v":16.193266603280591},17.812593263608651]
[null,1824,1.7593250729398583E-4,1.6193266603280591E-4,8.7966253646992918,8.0948805005963482,8.9043685506559846,43.983126823496455,40.474402502981739,44.52184275327992,87.966253646992911,80.948805005963479,89.043685506559839,{"$f":"Input!$F$21*C1834","v":17.593250729398584},{"$f":"Input!$F$21*D1834","v":16.193266603280591},17.812593263608651]
[null,1825,1.8083245173539881E-4,1.6193266603280591E-4,9.0416225867699396,8.0948805005963482,8.9043685506559846,45.208112933849705,40.474402502981739,44.52184275327992,90.41622586769941,80.948805005963479,89.043685506559839,{"$f":"Input!$F$21*C1835","v":18.083245173539879},{"$f":"Input!$F$21*D1835","v":16.193266603280591},17.812593263608651]
[null,1826,1.8573239617681176E-4,1.6193266603280591E-4,9.2866198088405874,8.0948805005963482,8.9043685506559846,46.43309904420294,40.474402502981739,44.52184275327992,92.866198088405881,80.948805005963479,89.043685506559839,{"$f":"Input!$F$21*C1836","v":18.573239617681175},{"$f":"Input!$F$21*D1836","v":16.193266603280591},17.812593263608651]
[null,1827,1.8923235649210676E-4,1.612326739697469E-4,9.4616178246053373,8.0598884743384698,8.8658773217723184,47.30808912302669,40.299442371692344,44.329386608861583,94.61617824605338,80.598884743384687,88.658773217723166,{"$f":"Input!$F$21*C1837","v":18.923235649210675},{"$f":"Input!$F$21*D1837","v":16.12326739697469},17.735594136672159]
[null,1828,1.9343230887046076E-4,1.612326739697469E-4,9.6716154435230379,8.0598884743384698,8.8658773217723184,48.35807721761519,40.299442371692344,44.329386608861583,96.716154435230379,80.598884743384687,88.658773217723166,{"$f":"Input!$F$21*C1838","v":19.343230887046076},{"$f":"Input!$F$21*D1838","v":16.12326739697469},17.735594136672159]
[null,1829,1.976322612488147E-4,1.612326739697469E-4,9.881613062440735,8.0598884743384698,8.8658773217723184,49.408065312203675,40.299442371692344,44.329386608861583,98.81613062440735,80.598884743384687,88.658773217723166,{"$f":"Input!$F$21*C1839","v":19.76322612488147},{"$f":"Input!$F$21*D1839","v":16.12326739697469},17.735594136672159]
[null,1830,1.9903224537493269E-4,1.612326739697469E-4,9.9516122687466346,8.0598884743384698,8.8658773217723184,49.758061343733175,40.299442371692344,44.329386608861583,99.51612268746635,80.598884743384687,88.658773217723166,{"$f":"Input!$F$21*C1840","v":19.903224537493269},{"$f":"Input!$F$21*D1840","v":16.12326739697469},17.735594136672159]
[null,1831,1.9413230093351974E-4,1.612326739697469E-4,9.7066150466759868,8.0598884743384698,8.8658773217723184,48.533075233379932,40.299442371692344,44.329386608861583,97.066150466759865,80.598884743384687,88.658773217723166,{"$f":"Input!$F$21*C1841","v":19.413230093351974},{"$f":"Input!$F$21*D1841","v":16.12326739697469},17.735594136672159]
[null,1832,1.8083245173539881E-4,1.612326739697469E-4,9.0416225867699396,8.0598884743384698,8.8658773217723184,45.208112933849705,40.299442371692344,44.329386608861583,90.41622586769941,80.598884743384687,88.658773217723166,{"$f":"Input!$F$21*C1842","v":18.083245173539879},{"$f":"Input!$F$21*D1842","v":16.12326739697469},17.735594136672159]
[null,1833,1.626326580958649E-4,1.612326739697469E-4,8.1316329047932445,8.0598884743384698,8.8658773217723184,40.658164523966221,40.299442371692344,44.329386608861583,81.316329047932442,80.598884743384687,88.658773217723166,{"$f":"Input!$F$21*C1843","v":16.263265809586489},{"$f":"Input!$F$21*D1843","v":16.12326739697469},17.735594136672159]
[null,1834,1.3603295969962304E-4,1.612326739697469E-4,6.8016479849811518,8.0598884743384698,8.8658773217723184,34.008239924905759,40.299442371692344,44.329386608861583,68.016479849811518,80.598884743384687,88.658773217723166,{"$f":"Input!$F$21*C1844","v":13.603295969962304},{"$f":"Input!$F$21*D1844","v":16.12326739697469},17.735594136672159]
[null,1835,1.325329993843281E-4,1.612326739697469E-4,6.6266499692164045,8.0598884743384698,8.8658773217723184,33.133249846082023,40.299442371692344,44.329386608861583,66.266499692164047,80.598884743384687,88.658773217723166,{"$f":"Input!$F$21*C1845","v":13.253299938432809},{"$f":"Input!$F$21*D1845","v":16.12326739697469},17.735594136672159]
[null,1836,1.283330470059741E-4,1.612326739697469E-4,6.4166523502987047,8.0598884743384698,8.8658773217723184,32.083261751493524,40.299442371692344,44.329386608861583,64.166523502987047,80.598884743384687,88.658773217723166,{"$f":"Input!$F$21*C1846","v":12.833304700597409},{"$f":"Input!$F$21*D1846","v":16.12326739697469},17.735594136672159]
[null,1837,1.241330946276201E-4,1.612326739697469E-4,6.206654731381005,8.0598884743384698,8.8658773217723184,31.033273656905024,40.299442371692344,44.329386608861583,62.066547313810048,80.598884743384687,88.658773217723166,{"$f":"Input!$F$21*C1847","v":12.41330946276201},{"$f":"Input!$F$21*D1847","v":16.12326739697469},17.735594136672159]
[null,1838,1.241330946276201E-4,1.612326739697469E-4,6.206654731381005,8.0598884743384698,8.8658773217723184,31.033273656905024,40.299442371692344,44.329386608861583,62.066547313810048,80.598884743384687,88.658773217723166,{"$f":"Input!$F$21*C1848","v":12.41330946276201},{"$f":"Input!$F$21*D1848","v":16.12326739697469},17.735594136672159]
[null,1839,1.2553307875373812E-4,1.612326739697469E-4,6.2766539376869055,8.0598884743384698,8.8658773217723184,31.383269688434527,40.299442371692344,44.329386608861583,62.766539376869055,80.598884743384687,88.658773217723166,{"$f":"Input!$F$21*C1849","v":12.553307875373811},{"$f":"Input!$F$21*D1849","v":16.12326739697469},17.735594136672159]
[null,1840,1.3323299144738705E-4,1.612326739697469E-4,6.6616495723693525,8.0598884743384698,8.8658773217723184,33.308247861846766,40.299442371692344,44.329386608861583,66.616495723693532,80.598884743384687,88.658773217723166,{"$f":"Input!$F$21*C1850","v":13.323299144738705},{"$f":"Input!$F$21*D1850","v":16.12326739697469},17.735594136672159]
[null,1841,1.4233288826715404E-4,1.612326739697469E-4,7.1166444133577018,8.0598884743384698,8.8658773217723184,35.583222066788508,40.299442371692344,44.329386608861583,71.166444133577016,80.598884743384687,88.658773217723166,{"$f":"Input!$F$21*C1851","v":14.233288826715404},{"$f":"Input!$F$21*D1851","v":16.12326739697469},17.735594136672159]
[null,1842,1.5143278508692097E-4,1.612326739697469E-4,7.5716392543460485,8.0598884743384698,8.8658773217723184,37.858196271730243,40.299442371692344,44.329386608861583,75.716392543460486,80.598884743384687,88.658773217723166,{"$f":"Input!$F$21*C1852","v":15.143278508692097},{"$f":"Input!$F$21*D1852","v":16.12326739697469},17.735594136672159]
[null,1843,1.6193266603280591E-4,1.612326739697469E-4,8.0966333016402956,8.0598884743384698,8.8658773217723184,40.483166508201478,40.299442371692344,44.329386608861583,80.966333016402956,80.598884743384687,88.658773217723166,{"$f":"Input!$F$21*C1853","v":16.193266603280591},{"$f":"Input!$F$21*D1853","v":16.12326739697469},17.735594136672159]
[null,1844,1.647326342850419E-4,1.612326739697469E-4,8.2366317142520948,8.0598884743384698,8.8658773217723184,41.183158571260471,40.299442371692344,44.329386608861583,82.366317142520941,80.598884743384687,88.658773217723166,{"$f":"Input!$F$21*C1854","v":16.47326342850419},{"$f":"Input!$F$21*D1854","v":16.12326739697469},17.735594136672159]
[null,1845,1.6613261841115989E-4,1.612326739697469E-4,8.3066309205579945,8.0598884743384698,8.8658773217723184,41.533154602789971,40.299442371692344,44.329386608861583,83.066309205579941,80.598884743384687,88.658773217723166,{"$f":"Input!$F$21*C1855","v":16.613261841115989},{"$f":"Input!$F$21*D1855","v":16.12326739697469},17.735594136672159]
[null,1846,1.6963257872645488E-4,1.612326739697469E-4,8.4816289363227444,8.0598884743384698,8.8658773217723184,42.40814468161372,40.299442371692344,44.329386608861583,84.81628936322744,80.598884743384687,88.658773217723166,{"$f":"Input!$F$21*C1856","v":16.963257872645489},{"$f":"Input!$F$21*D1856","v":16.12326739697469},17.735594136672159]
[null,1847,1.689325866633959E-4,1.612326739697469E-4,8.4466293331697955,8.0598884743384698,8.8658773217723184,42.233146665848977,40.299442371692344,44.329386608861583,84.466293331697955,80.598884743384687,88.658773217723166,{"$f":"Input!$F$21*C1857","v":16.893258666339591},{"$f":"Input!$F$21*D1857","v":16.12326739697469},17.735594136672159]
[null,1848,1.6823259460033689E-4,1.612326739697469E-4,8.4116297300168448,8.0598884743384698,8.8658773217723184,42.05814865008422,40.299442371692344,44.329386608861583,84.116297300168441,80.598884743384687,88.658773217723166,{"$f":"Input!$F$21*C1858","v":16.82325946003369},{"$f":"Input!$F$21*D1858","v":16.12326739697469},17.735594136672159]
[null,1849,1.689325866633959E-4,1.612326739697469E-4,8.4466293331697955,8.0598884743384698,8.8658773217723184,42.233146665848977,40.299442371692344,44.329386608861583,84.466293331697955,80.598884743384687,88.658773217723166,{"$f":"Input!$F$21*C1859","v":16.893258666339591},{"$f":"Input!$F$21*D1859","v":16.12326739697469},17.735594136672159]
[null,1850,1.668326104742189E-4,1.612326739697469E-4,8.3416305237109452,8.0598884743384698,8.8658773217723184,41.708152618554728,40.299442371692344,44.329386608861583,83.416305237109455,80.598884743384687,88.658773217723166,{"$f":"Input!$F$21*C1860","v":16.68326104742189},{"$f":"Input!$F$21*D1860","v":16.12326739697469},17.735594136672159]
[null,1851,1.6613261841115989E-4,1.612326739697469E-4,8.3066309205579945,8.0598884743384698,8.8658773217723184,41.533154602789971,40.299442371692344,44.329386608861583,83.066309205579941,80.598884743384687,88.658773217723166,{"$f":"Input!$F$21*C1861","v":16.613261841115989},{"$f":"Input!$F$21*D1861","v":16.12326739697469},17.735594136672159]
[null,1852,1.6613261841115989E-4,1.612326739697469E-4,8.3066309205579945,8.0598884743384698,8.8658773217723184,41.533154602789971,40.299442371692344,44.329386608861583,83.066309205579941,80.598884743384687,88.658773217723166,{"$f":"Input!$F$21*C1862","v":16.613261841115989},{"$f":"Input!$F$21*D1862","v":16.12326739697469},17.735594136672159]
[null,1853,1.6403264222198289E-4,1.612326739697469E-4,8.2016321110991441,8.0598884743384698,8.8658773217723184,41.008160555495721,40.299442371692344,44.329386608861583,82.016321110991441,80.598884743384687,88.658773217723166,{"$f":"Input!$F$21*C1863","v":16.403264222198288},{"$f":"Input!$F$21*D1863","v":16.12326739697469},17.735594136672159]
[null,1854,1.6193266603280591E-4,1.612326739697469E-4,8.0966333016402956,8.0598884743384698,8.8658773217723184,40.483166508201478,40.299442371692344,44.329386608861583,80.966333016402956,80.598884743384687,88.658773217723166,{"$f":"Input!$F$21*C1864","v":16.193266603280591},{"$f":"Input!$F$21*D1864","v":16.12326739697469},17.735594136672159]
[null,1855,1.6193266603280591E-4,1.612326739697469E-4,8.0966333016402956,8.0598884743384698,8.8658773217723184,40.483166508201478,40.299442371692344,44.329386608861583,80.966333016402956,80.598884743384687,88.658773217723166,{"$f":"Input!$F$21*C1865","v":16.193266603280591},{"$f":"Input!$F$21*D1865","v":16.12326739697469},17.735594136672159]
[null,1856,1.612326739697469E-4,1.612326739697469E-4,8.0616336984873449,8.0598884743384698,8.8658773217723184,40.308168492436728,40.299442371692344,44.329386608861583,80.616336984873456,80.598884743384687,88.658773217723166,{"$f":"Input!$F$21*C1866","v":16.12326739697469},{"$f":"Input!$F$21*D1866","v":16.12326739697469},17.735594136672159]
[null,1857,1.591326977805699E-4,1.612326739697469E-4,{"$f":"$E$9*C1867","v":7.9566348890284955},8.0598884743384698,{"$f":"F1867*1.1","v":8.8658773217723184},{"$f":"$H$9*C1867","v":39.783174445142478},40.299442371692344,{"$f":"I1867*1.1","v":44.329386608861583},{"$f":"$K$9*C1867","v":79.566348890284956},80.598884743384687,{"$f":"L1867*1.1","v":88.658773217723166},{"$f":"Input!$F$21*C1867","v":15.913269778056991},{"$f":"Input!$F$21*D1867","v":16.12326739697469},17.735594136672159]
[null,1858,1.5633272952833395E-4,1.612326739697469E-4,7.8166364764166971,8.0598884743384698,8.8658773217723184,39.083182382083486,40.299442371692344,44.329386608861583,78.166364764166971,80.598884743384687,88.658773217723166,{"$f":"Input!$F$21*C1868","v":15.633272952833394},{"$f":"Input!$F$21*D1868","v":16.12326739697469},{"$f":"O1868*1.1","v":17.735594136672159}]
[null,1859,1.5213277714997998E-4,1.612326739697469E-4,7.6066388574989992,8.0598884743384698,8.8658773217723184,38.033194287494993,40.299442371692344,44.329386608861583,76.066388574989986,80.598884743384687,88.658773217723166,{"$f":"Input!$F$21*C1869","v":15.213277714997998},{"$f":"Input!$F$21*D1869","v":16.12326739697469},17.735594136672159]
[null,1860,1.5073279302386196E-4,1.612326739697469E-4,7.5366396511930978,8.0598884743384698,8.8658773217723184,37.683198255965486,40.299442371692344,44.329386608861583,75.366396511930972,80.598884743384687,88.658773217723166,{"$f":"Input!$F$21*C1870","v":15.073279302386196},{"$f":"Input!$F$21*D1870","v":16.12326739697469},17.735594136672159]
[null,1861,1.5073279302386196E-4,1.612326739697469E-4,7.5366396511930978,8.0598884743384698,8.8658773217723184,37.683198255965486,40.299442371692344,44.329386608861583,75.366396511930972,80.598884743384687,88.658773217723166,{"$f":"Input!$F$21*C1871","v":15.073279302386196},{"$f":"Input!$F$21*D1871","v":16.12326739697469},17.735594136672159]
[null,1862,1.4793282477162597E-4,1.612326739697469E-4,7.3966412385812985,8.0598884743384698,8.8658773217723184,36.983206192906493,40.299442371692344,44.329386608861583,73.966412385812987,80.598884743384687,88.658773217723166,{"$f":"Input!$F$21*C1872","v":14.793282477162597},{"$f":"Input!$F$21*D1872","v":16.12326739697469},17.735594136672159]
[null,1863,1.4723283270856699E-4,1.612326739697469E-4,7.3616416354283496,8.0598884743384698,8.8658773217723184,36.808208177141751,40.299442371692344,44.329386608861583,73.616416354283501,80.598884743384687,88.658773217723166,{"$f":"Input!$F$21*C1873","v":14.723283270856699},{"$f":"Input!$F$21*D1873","v":16.12326739697469},17.735594136672159]
[null,1864,1.4723283270856699E-4,1.612326739697469E-4,7.3616416354283496,8.0598884743384698,8.8658773217723184,36.808208177141751,40.299442371692344,44.329386608861583,73.616416354283501,80.598884743384687,88.658773217723166,{"$f":"Input!$F$21*C1874","v":14.723283270856699},{"$f":"Input!$F$21*D1874","v":16.12326739697469},17.735594136672159]
[null,1865,1.4933280889774397E-4,1.612326739697469E-4,7.4666404448871981,8.0598884743384698,8.8658773217723184,37.333202224435993,40.299442371692344,44.329386608861583,74.666404448871987,80.598884743384687,88.658773217723166,{"$f":"Input!$F$21*C1875","v":14.933280889774396},{"$f":"Input!$F$21*D1875","v":16.12326739697469},17.735594136672159]
[null,1866,1.5073279302386196E-4,1.612326739697469E-4,7.5366396511930978,8.0598884743384698,8.8658773217723184,37.683198255965486,40.299442371692344,44.329386608861583,75.366396511930972,80.598884743384687,88.658773217723166,{"$f":"Input!$F$21*C1876","v":15.073279302386196},{"$f":"Input!$F$21*D1876","v":16.12326739697469},17.735594136672159]
[null,1867,1.5353276127609797E-4,1.612326739697469E-4,7.6766380638048988,8.0598884743384698,8.8658773217723184,38.383190319024493,40.299442371692344,44.329386608861583,76.766380638048986,80.598884743384687,88.658773217723166,{"$f":"Input!$F$21*C1877","v":15.353276127609798},{"$f":"Input!$F$21*D1877","v":16.12326739697469},17.735594136672159]
[null,1868,1.5493274540221596E-4,1.612326739697469E-4,7.7466372701107975,8.0598884743384698,8.8658773217723184,38.733186350553993,40.299442371692344,44.329386608861583,77.466372701107986,80.598884743384687,88.658773217723166,{"$f":"Input!$F$21*C1878","v":15.493274540221595},{"$f":"Input!$F$21*D1878","v":16.12326739697469},17.735594136672159]
[null,1869,1.5633272952833395E-4,1.612326739697469E-4,7.8166364764166971,8.0598884743384698,8.8658773217723184,39.083182382083486,40.299442371692344,44.329386608861583,78.166364764166971,80.598884743384687,88.658773217723166,{"$f":"Input!$F$21*C1879","v":15.633272952833394},{"$f":"Input!$F$21*D1879","v":16.12326739697469},17.735594136672159]
[null,1870,1.591326977805699E-4,1.612326739697469E-4,7.9566348890284955,8.0598884743384698,8.8658773217723184,39.783174445142478,40.299442371692344,44.329386608861583,79.566348890284956,80.598884743384687,88.658773217723166,{"$f":"Input!$F$21*C1880","v":15.913269778056991},{"$f":"Input!$F$21*D1880","v":16.12326739697469},17.735594136672159]
[null,1871,1.5983268984362891E-4,1.612326739697469E-4,7.9916344921814453,8.0598884743384698,8.8658773217723184,39.958172460907228,40.299442371692344,44.329386608861583,79.916344921814456,80.598884743384687,88.658773217723166,{"$f":"Input!$F$21*C1881","v":15.983268984362891},{"$f":"Input!$F$21*D1881","v":16.12326739697469},17.735594136672159]
[null,1872,1.6333265015892391E-4,1.605326819066879E-4,8.1666325079461952,8.0248964480805878,8.8273860928886467,40.833162539730978,40.124482240402941,44.136930464443239,81.666325079461956,80.248964480805881,88.273860928886478,{"$f":"Input!$F$21*C1882","v":16.33326501589239},{"$f":"Input!$F$21*D1882","v":16.053268190668788},17.65859500973567]
[null,1873,1.647326342850419E-4,1.605326819066879E-4,8.2366317142520948,8.0248964480805878,8.8273860928886467,41.183158571260471,40.124482240402941,44.136930464443239,82.366317142520941,80.248964480805881,88.273860928886478,{"$f":"Input!$F$21*C1883","v":16.47326342850419},{"$f":"Input!$F$21*D1883","v":16.053268190668788},17.65859500973567]
[null,1874,1.647326342850419E-4,1.605326819066879E-4,8.2366317142520948,8.0248964480805878,8.8273860928886467,41.183158571260471,40.124482240402941,44.136930464443239,82.366317142520941,80.248964480805881,88.273860928886478,{"$f":"Input!$F$21*C1884","v":16.47326342850419},{"$f":"Input!$F$21*D1884","v":16.053268190668788},17.65859500973567]
[null,1875,1.6403264222198289E-4,1.605326819066879E-4,8.2016321110991441,8.0248964480805878,8.8273860928886467,41.008160555495721,40.124482240402941,44.136930464443239,82.016321110991441,80.248964480805881,88.273860928886478,{"$f":"Input!$F$21*C1885","v":16.403264222198288},{"$f":"Input!$F$21*D1885","v":16.053268190668788},17.65859500973567]
[null,1876,1.626326580958649E-4,1.605326819066879E-4,8.1316329047932445,8.0248964480805878,8.8273860928886467,40.658164523966221,40.124482240402941,44.136930464443239,81.316329047932442,80.248964480805881,88.273860928886478,{"$f":"Input!$F$21*C1886","v":16.263265809586489},{"$f":"Input!$F$21*D1886","v":16.053268190668788},17.65859500973567]
[null,1877,1.612326739697469E-4,1.605326819066879E-4,8.0616336984873449,8.0248964480805878,8.8273860928886467,40.308168492436728,40.124482240402941,44.136930464443239,80.616336984873456,80.248964480805881,88.273860928886478,{"$f":"Input!$F$21*C1887","v":16.12326739697469},{"$f":"Input!$F$21*D1887","v":16.053268190668788},17.65859500973567]
[null,1878,1.612326739697469E-4,1.605326819066879E-4,8.0616336984873449,8.0248964480805878,8.8273860928886467,40.308168492436728,40.124482240402941,44.136930464443239,80.616336984873456,80.248964480805881,88.273860928886478,{"$f":"Input!$F$21*C1888","v":16.12326739697469},{"$f":"Input!$F$21*D1888","v":16.053268190668788},17.65859500973567]
[null,1879,1.5983268984362891E-4,1.605326819066879E-4,7.9916344921814453,8.0248964480805878,8.8273860928886467,39.958172460907228,40.124482240402941,44.136930464443239,79.916344921814456,80.248964480805881,88.273860928886478,{"$f":"Input!$F$21*C1889","v":15.983268984362891},{"$f":"Input!$F$21*D1889","v":16.053268190668788},17.65859500973567]
[null,1880,1.5843270571751092E-4,1.605326819066879E-4,7.9216352858755466,8.0248964480805878,8.8273860928886467,39.608176429377728,40.124482240402941,44.136930464443239,79.216352858755457,80.248964480805881,88.273860928886478,{"$f":"Input!$F$21*C1890","v":15.843270571751093},{"$f":"Input!$F$21*D1890","v":16.053268190668788},17.65859500973567]
[null,1881,1.5773271365445191E-4,1.605326819066879E-4,7.8866356827225959,8.0248964480805878,8.8273860928886467,39.433178413612978,40.124482240402941,44.136930464443239,78.866356827225957,80.248964480805881,88.273860928886478,{"$f":"Input!$F$21*C1891","v":15.773271365445192},{"$f":"Input!$F$21*D1891","v":16.053268190668788},17.65859500973567]
[null,1882,1.5633272952833395E-4,1.605326819066879E-4,7.8166364764166971,8.0248964480805878,8.8273860928886467,39.083182382083486,40.124482240402941,44.136930464443239,78.166364764166971,80.248964480805881,88.273860928886478,{"$f":"Input!$F$21*C1892","v":15.633272952833394},{"$f":"Input!$F$21*D1892","v":16.053268190668788},17.65859500973567]
[null,1883,1.5073279302386196E-4,1.605326819066879E-4,7.5366396511930978,8.0248964480805878,8.8273860928886467,37.683198255965486,40.124482240402941,44.136930464443239,75.366396511930972,80.248964480805881,88.273860928886478,{"$f":"Input!$F$21*C1893","v":15.073279302386196},{"$f":"Input!$F$21*D1893","v":16.053268190668788},17.65859500973567]
[null,1884,1.4443286445633098E-4,1.605326819066879E-4,7.2216432228165495,8.0248964480805878,8.8273860928886467,36.108216114082744,40.124482240402941,44.136930464443239,72.216432228165488,80.248964480805881,88.273860928886478,{"$f":"Input!$F$21*C1894","v":14.443286445633099},{"$f":"Input!$F$21*D1894","v":16.053268190668788},17.65859500973567]
[null,1885,1.4443286445633098E-4,1.605326819066879E-4,7.2216432228165495,8.0248964480805878,8.8273860928886467,36.108216114082744,40.124482240402941,44.136930464443239,72.216432228165488,80.248964480805881,88.273860928886478,{"$f":"Input!$F$21*C1895","v":14.443286445633099},{"$f":"Input!$F$21*D1895","v":16.053268190668788},17.65859500973567]
[null,1886,1.4373287239327203E-4,1.605326819066879E-4,7.1866436196636014,8.0248964480805878,8.8273860928886467,35.933218098318008,40.124482240402941,44.136930464443239,71.866436196636016,80.248964480805881,88.273860928886478,{"$f":"Input!$F$21*C1896","v":14.373287239327203},{"$f":"Input!$F$21*D1896","v":16.053268190668788},17.65859500973567]
[null,1887,1.3883292795185905E-4,1.605326819066879E-4,6.9416463975929519,8.0248964480805878,8.8273860928886467,34.708231987964759,40.124482240402941,44.136930464443239,69.416463975929517,80.248964480805881,88.273860928886478,{"$f":"Input!$F$21*C1897","v":13.883292795185904},{"$f":"Input!$F$21*D1897","v":16.053268190668788},17.65859500973567]
[null,1888,1.304330231951511E-4,1.605326819066879E-4,6.521651159757555,8.0248964480805878,8.8273860928886467,32.608255798787773,40.124482240402941,44.136930464443239,65.216511597575547,80.248964480805881,88.273860928886478,{"$f":"Input!$F$21*C1898","v":13.04330231951511},{"$f":"Input!$F$21*D1898","v":16.053268190668788},17.65859500973567]
[null,1889,1.2133312637538414E-4,1.605326819066879E-4,6.0666563187692066,8.0248964480805878,8.8273860928886467,30.333281593846035,40.124482240402941,44.136930464443239,60.66656318769207,80.248964480805881,88.273860928886478,{"$f":"Input!$F$21*C1899","v":12.133312637538413},{"$f":"Input!$F$21*D1899","v":16.053268190668788},17.65859500973567]
[null,1890,1.1993314224926614E-4,1.605326819066879E-4,5.996657112463307,8.0248964480805878,8.8273860928886467,29.983285562316535,40.124482240402941,44.136930464443239,59.96657112463307,80.248964480805881,88.273860928886478,{"$f":"Input!$F$21*C1900","v":11.993314224926614},{"$f":"Input!$F$21*D1900","v":16.053268190668788},17.65859500973567]
[null,1891,1.2133312637538414E-4,1.605326819066879E-4,6.0666563187692066,8.0248964480805878,8.8273860928886467,30.333281593846035,40.124482240402941,44.136930464443239,60.66656318769207,80.248964480805881,88.273860928886478,{"$f":"Input!$F$21*C1901","v":12.133312637538413},{"$f":"Input!$F$21*D1901","v":16.053268190668788},17.65859500973567]
[null,1892,1.2343310256456111E-4,1.605326819066879E-4,6.1716551282280561,8.0248964480805878,8.8273860928886467,30.858275641140278,40.124482240402941,44.136930464443239,61.716551282280555,80.248964480805881,88.273860928886478,{"$f":"Input!$F$21*C1902","v":12.343310256456112},{"$f":"Input!$F$21*D1902","v":16.053268190668788},17.65859500973567]
[null,1893,1.2483308669067911E-4,1.605326819066879E-4,6.2416543345339557,8.0248964480805878,8.8273860928886467,31.208271672669778,40.124482240402941,44.136930464443239,62.416543345339555,80.248964480805881,88.273860928886478,{"$f":"Input!$F$21*C1903","v":12.483308669067911},{"$f":"Input!$F$21*D1903","v":16.053268190668788},17.65859500973567]
[null,1894,1.2483308669067911E-4,1.605326819066879E-4,6.2416543345339557,8.0248964480805878,8.8273860928886467,31.208271672669778,40.124482240402941,44.136930464443239,62.416543345339555,80.248964480805881,88.273860928886478,{"$f":"Input!$F$21*C1904","v":12.483308669067911},{"$f":"Input!$F$21*D1904","v":16.053268190668788},17.65859500973567]
[null,1895,1.241330946276201E-4,1.605326819066879E-4,6.206654731381005,8.0248964480805878,8.8273860928886467,31.033273656905024,40.124482240402941,44.136930464443239,62.066547313810048,80.248964480805881,88.273860928886478,{"$f":"Input!$F$21*C1905","v":12.41330946276201},{"$f":"Input!$F$21*D1905","v":16.053268190668788},17.65859500973567]
[null,1896,1.2553307875373812E-4,1.605326819066879E-4,6.2766539376869055,8.0248964480805878,8.8273860928886467,31.383269688434527,40.124482240402941,44.136930464443239,62.766539376869055,80.248964480805881,88.273860928886478,{"$f":"Input!$F$21*C1906","v":12.553307875373811},{"$f":"Input!$F$21*D1906","v":16.053268190668788},17.65859500973567]
[null,1897,1.2693306287985611E-4,1.605326819066879E-4,6.3466531439928051,8.0248964480805878,8.8273860928886467,31.733265719964027,40.124482240402941,44.136930464443239,63.466531439928055,80.248964480805881,88.273860928886478,{"$f":"Input!$F$21*C1907","v":12.69330628798561},{"$f":"Input!$F$21*D1907","v":16.053268190668788},17.65859500973567]
[null,1898,1.2693306287985611E-4,1.605326819066879E-4,6.3466531439928051,8.0248964480805878,8.8273860928886467,31.733265719964027,40.124482240402941,44.136930464443239,63.466531439928055,80.248964480805881,88.273860928886478,{"$f":"Input!$F$21*C1908","v":12.69330628798561},{"$f":"Input!$F$21*D1908","v":16.053268190668788},17.65859500973567]
[null,1899,1.262330708167971E-4,1.605326819066879E-4,6.3116535408398544,8.0248964480805878,8.8273860928886467,31.558267704199274,40.124482240402941,44.136930464443239,63.116535408398548,80.248964480805881,88.273860928886478,{"$f":"Input!$F$21*C1909","v":12.623307081679709},{"$f":"Input!$F$21*D1909","v":16.053268190668788},17.65859500973567]
[null,1900,1.2483308669067911E-4,1.605326819066879E-4,6.2416543345339557,8.0248964480805878,8.8273860928886467,31.208271672669778,40.124482240402941,44.136930464443239,62.416543345339555,80.248964480805881,88.273860928886478,{"$f":"Input!$F$21*C1910","v":12.483308669067911},{"$f":"Input!$F$21*D1910","v":16.053268190668788},17.65859500973567]
[null,1901,1.2273311050150213E-4,1.605326819066879E-4,6.1366555250751063,8.0248964480805878,8.8273860928886467,30.683277625375535,40.124482240402941,44.136930464443239,61.36655525075107,80.248964480805881,88.273860928886478,{"$f":"Input!$F$21*C1911","v":12.273311050150213},{"$f":"Input!$F$21*D1911","v":16.053268190668788},17.65859500973567]
[null,1902,1.2063313431232515E-4,1.605326819066879E-4,6.0316567156162577,8.0248964480805878,8.8273860928886467,30.158283578081285,40.124482240402941,44.136930464443239,60.31656715616257,80.248964480805881,88.273860928886478,{"$f":"Input!$F$21*C1912","v":12.063313431232515},{"$f":"Input!$F$21*D1912","v":16.053268190668788},17.65859500973567]
[null,1903,1.1433320574479419E-4,1.605326819066879E-4,5.7166602872397094,8.0248964480805878,8.8273860928886467,28.583301436198546,40.124482240402941,44.136930464443239,57.166602872397092,80.248964480805881,88.273860928886478,{"$f":"Input!$F$21*C1913","v":11.433320574479419},{"$f":"Input!$F$21*D1913","v":16.053268190668788},17.65859500973567]
[null,1904,1.1083324542949919E-4,1.605326819066879E-4,5.5416622714749595,8.0248964480805878,8.8273860928886467,27.7083113573748,40.124482240402941,44.136930464443239,55.4166227147496,80.248964480805881,88.273860928886478,{"$f":"Input!$F$21*C1914","v":11.083324542949919},{"$f":"Input!$F$21*D1914","v":16.053268190668788},17.65859500973567]
[null,1905,1.0803327717726321E-4,1.605326819066879E-4,5.4016638588631603,8.0248964480805878,8.8273860928886467,27.008319294315804,40.124482240402941,44.136930464443239,54.016638588631608,80.248964480805881,88.273860928886478,{"$f":"Input!$F$21*C1915","v":10.803327717726321},{"$f":"Input!$F$21*D1915","v":16.053268190668788},17.65859500973567]
[null,1906,1.0173334860973222E-4,1.605326819066879E-4,5.0866674304866111,8.0248964480805878,8.8273860928886467,25.433337152433054,40.124482240402941,44.136930464443239,50.866674304866109,80.248964480805881,88.273860928886478,{"$f":"Input!$F$21*C1916","v":10.173334860973222},{"$f":"Input!$F$21*D1916","v":16.053268190668788},17.65859500973567]
[null,1907,9.7533396231378264E-5,1.605326819066879E-4,4.8766698115689131,8.0248964480805878,8.8273860928886467,24.383349057844566,40.124482240402941,44.136930464443239,48.766698115689131,80.248964480805881,88.273860928886478,{"$f":"Input!$F$21*C1917","v":9.7533396231378262},{"$f":"Input!$F$21*D1917","v":16.053268190668788},17.65859500973567]
[null,1908,1.0033336448361425E-4,1.605326819066879E-4,5.0166682241807123,8.0248964480805878,8.8273860928886467,25.083341120903562,40.124482240402941,44.136930464443239,50.166682241807123,80.248964480805881,88.273860928886478,{"$f":"Input!$F$21*C1918","v":10.033336448361425},{"$f":"Input!$F$21*D1918","v":16.053268190668788},17.65859500973567]
[null,1909,9.8233388294437246E-5,1.605326819066879E-4,4.911669414721862,8.0248964480805878,8.8273860928886467,24.558347073609312,40.124482240402941,44.136930464443239,49.116694147218624,80.248964480805881,88.273860928886478,{"$f":"Input!$F$21*C1919","v":9.8233388294437241},{"$f":"Input!$F$21*D1919","v":16.053268190668788},17.65859500973567]
[null,1910,9.963337242055525E-5,1.605326819066879E-4,4.9816686210277625,8.0248964480805878,8.8273860928886467,24.908343105138812,40.124482240402941,44.136930464443239,49.816686210277624,80.248964480805881,88.273860928886478,{"$f":"Input!$F$21*C1920","v":9.9633372420555251},{"$f":"Input!$F$21*D1920","v":16.053268190668788},17.65859500973567]
[null,1911,9.333344385302429E-5,1.605326819066879E-4,4.6666721926512142,8.0248964480805878,8.8273860928886467,23.333360963256073,40.124482240402941,44.136930464443239,46.666721926512146,80.248964480805881,88.273860928886478,{"$f":"Input!$F$21*C1921","v":9.3333443853024285},{"$f":"Input!$F$21*D1921","v":16.053268190668788},17.65859500973567]
[null,1912,9.4733427979142281E-5,1.605326819066879E-4,4.7366713989571139,8.0248964480805878,8.8273860928886467,23.683356994785569,40.124482240402941,44.136930464443239,47.366713989571139,80.248964480805881,88.273860928886478,{"$f":"Input!$F$21*C1922","v":9.4733427979142277},{"$f":"Input!$F$21*D1922","v":16.053268190668788},17.65859500973567]
[null,1913,9.5433420042201263E-5,1.5983268984362891E-4,4.7716710021100628,7.9899044218227093,8.7888948640049804,23.858355010550316,39.949522109113545,43.944474320024902,47.716710021100631,79.89904421822709,87.888948640049804,{"$f":"Input!$F$21*C1923","v":9.5433420042201256},{"$f":"Input!$F$21*D1923","v":15.983268984362891},17.581595882799181]
[null,1914,9.6133412105260259E-5,1.5983268984362891E-4,4.8066706052630126,7.9899044218227093,8.7888948640049804,24.033353026315066,39.949522109113545,43.944474320024902,48.066706052630131,79.89904421822709,87.888948640049804,{"$f":"Input!$F$21*C1924","v":9.6133412105260252},{"$f":"Input!$F$21*D1924","v":15.983268984362891},17.581595882799181]
[null,1915,9.6133412105260259E-5,1.5983268984362891E-4,4.8066706052630126,7.9899044218227093,8.7888948640049804,24.033353026315066,39.949522109113545,43.944474320024902,48.066706052630131,79.89904421822709,87.888948640049804,{"$f":"Input!$F$21*C1925","v":9.6133412105260252},{"$f":"Input!$F$21*D1925","v":15.983268984362891},17.581595882799181]
[null,1916,9.963337242055525E-5,1.5983268984362891E-4,4.9816686210277625,7.9899044218227093,8.7888948640049804,24.908343105138812,39.949522109113545,43.944474320024902,49.816686210277624,79.89904421822709,87.888948640049804,{"$f":"Input!$F$21*C1926","v":9.9633372420555251},{"$f":"Input!$F$21*D1926","v":15.983268984362891},17.581595882799181]
[null,1917,1.0453331686196822E-4,1.5983268984362891E-4,5.2266658430984112,7.9899044218227093,8.7888948640049804,26.133329215492054,39.949522109113545,43.944474320024902,52.266658430984108,79.89904421822709,87.888948640049804,{"$f":"Input!$F$21*C1927","v":10.453331686196822},{"$f":"Input!$F$21*D1927","v":15.983268984362891},17.581595882799181]
[null,1918,1.0873326924032219E-4,1.5983268984362891E-4,5.4366634620161101,7.9899044218227093,8.7888948640049804,27.183317310080547,39.949522109113545,43.944474320024902,54.366634620161093,79.89904421822709,87.888948640049804,{"$f":"Input!$F$21*C1928","v":10.87332692403222},{"$f":"Input!$F$21*D1928","v":15.983268984362891},17.581595882799181]
[null,1919,1.1153323749255818E-4,1.5983268984362891E-4,5.5766618746279084,7.9899044218227093,8.7888948640049804,27.883309373139543,39.949522109113545,43.944474320024902,55.766618746279086,79.89904421822709,87.888948640049804,{"$f":"Input!$F$21*C1929","v":11.153323749255817},{"$f":"Input!$F$21*D1929","v":15.983268984362891},17.581595882799181]
[null,1920,1.1573318987091218E-4,1.5983268984362891E-4,5.786659493545609,7.9899044218227093,8.7888948640049804,28.933297467728043,39.949522109113545,43.944474320024902,57.866594935456085,79.89904421822709,87.888948640049804,{"$f":"Input!$F$21*C1930","v":11.573318987091218},{"$f":"Input!$F$21*D1930","v":15.983268984362891},17.581595882799181]
[null,1921,1.1783316606008915E-4,1.5983268984362891E-4,{"$f":"$E$9*C1931","v":5.8916583030044576},7.9899044218227093,{"$f":"F1931*1.1","v":8.7888948640049804},{"$f":"$H$9*C1931","v":29.458291515022289},39.949522109113545,{"$f":"I1931*1.1","v":43.944474320024902},{"$f":"$K$9*C1931","v":58.916583030044578},79.89904421822709,{"$f":"L1931*1.1","v":87.888948640049804},{"$f":"Input!$F$21*C1931","v":11.783316606008915},{"$f":"Input!$F$21*D1931","v":15.983268984362891},17.581595882799181]
[null,1922,1.1853315812314815E-4,1.5983268984362891E-4,5.9266579061574074,7.9899044218227093,8.7888948640049804,29.633289530787035,39.949522109113545,43.944474320024902,59.26657906157407,79.89904421822709,87.888948640049804,{"$f":"Input!$F$21*C1932","v":11.853315812314815},{"$f":"Input!$F$21*D1932","v":15.983268984362891},{"$f":"O1932*1.1","v":17.581595882799181}]
[null,1923,1.1713317399703015E-4,1.5983268984362891E-4,5.8566586998515078,7.9899044218227093,8.7888948640049804,29.283293499257539,39.949522109113545,43.944474320024902,58.566586998515078,79.89904421822709,87.888948640049804,{"$f":"Input!$F$21*C1933","v":11.713317399703016},{"$f":"Input!$F$21*D1933","v":15.983268984362891},17.581595882799181]
[null,1924,1.1643318193397115E-4,1.5983268984362891E-4,5.8216590966985571,7.9899044218227093,8.7888948640049804,29.108295483492785,39.949522109113545,43.944474320024902,58.216590966985571,79.89904421822709,87.888948640049804,{"$f":"Input!$F$21*C1934","v":11.643318193397114},{"$f":"Input!$F$21*D1934","v":15.983268984362891},17.581595882799181]
[null,1925,1.1713317399703015E-4,1.5983268984362891E-4,5.8566586998515078,7.9899044218227093,8.7888948640049804,29.283293499257539,39.949522109113545,43.944474320024902,58.566586998515078,79.89904421822709,87.888948640049804,{"$f":"Input!$F$21*C1935","v":11.713317399703016},{"$f":"Input!$F$21*D1935","v":15.983268984362891},17.581595882799181]
[null,1926,1.1853315812314815E-4,1.5983268984362891E-4,5.9266579061574074,7.9899044218227093,8.7888948640049804,29.633289530787035,39.949522109113545,43.944474320024902,59.26657906157407,79.89904421822709,87.888948640049804,{"$f":"Input!$F$21*C1936","v":11.853315812314815},{"$f":"Input!$F$21*D1936","v":15.983268984362891},17.581595882799181]
[null,1927,1.1713317399703015E-4,1.5983268984362891E-4,5.8566586998515078,7.9899044218227093,8.7888948640049804,29.283293499257539,39.949522109113545,43.944474320024902,58.566586998515078,79.89904421822709,87.888948640049804,{"$f":"Input!$F$21*C1937","v":11.713317399703016},{"$f":"Input!$F$21*D1937","v":15.983268984362891},17.581595882799181]
[null,1928,1.1853315812314815E-4,1.5983268984362891E-4,5.9266579061574074,7.9899044218227093,8.7888948640049804,29.633289530787035,39.949522109113545,43.944474320024902,59.26657906157407,79.89904421822709,87.888948640049804,{"$f":"Input!$F$21*C1938","v":11.853315812314815},{"$f":"Input!$F$21*D1938","v":15.983268984362891},17.581595882799181]
[null,1929,1.1853315812314815E-4,1.5983268984362891E-4,5.9266579061574074,7.9899044218227093,8.7888948640049804,29.633289530787035,39.949522109113545,43.944474320024902,59.26657906157407,79.89904421822709,87.888948640049804,{"$f":"Input!$F$21*C1939","v":11.853315812314815},{"$f":"Input!$F$21*D1939","v":15.983268984362891},17.581595882799181]
[null,1930,1.1853315812314815E-4,1.5983268984362891E-4,5.9266579061574074,7.9899044218227093,8.7888948640049804,29.633289530787035,39.949522109113545,43.944474320024902,59.26657906157407,79.89904421822709,87.888948640049804,{"$f":"Input!$F$21*C1940","v":11.853315812314815},{"$f":"Input!$F$21*D1940","v":15.983268984362891},17.581595882799181]
[null,1931,1.1783316606008915E-4,1.5983268984362891E-4,5.8916583030044576,7.9899044218227093,8.7888948640049804,29.458291515022289,39.949522109113545,43.944474320024902,58.916583030044578,79.89904421822709,87.888948640049804,{"$f":"Input!$F$21*C1941","v":11.783316606008915},{"$f":"Input!$F$21*D1941","v":15.983268984362891},17.581595882799181]
[null,1932,1.1573318987091218E-4,1.5983268984362891E-4,5.786659493545609,7.9899044218227093,8.7888948640049804,28.933297467728043,39.949522109113545,43.944474320024902,57.866594935456085,79.89904421822709,87.888948640049804,{"$f":"Input!$F$21*C1942","v":11.573318987091218},{"$f":"Input!$F$21*D1942","v":15.983268984362891},17.581595882799181]
[null,1933,1.1223322955561718E-4,1.5983268984362891E-4,5.6116614777808591,7.9899044218227093,8.7888948640049804,28.058307388904296,39.949522109113545,43.944474320024902,56.116614777808593,79.89904421822709,87.888948640049804,{"$f":"Input!$F$21*C1943","v":11.223322955561718},{"$f":"Input!$F$21*D1943","v":15.983268984362891},17.581595882799181]
[null,1934,1.1223322955561718E-4,1.5983268984362891E-4,5.6116614777808591,7.9899044218227093,8.7888948640049804,28.058307388904296,39.949522109113545,43.944474320024902,56.116614777808593,79.89904421822709,87.888948640049804,{"$f":"Input!$F$21*C1944","v":11.223322955561718},{"$f":"Input!$F$21*D1944","v":15.983268984362891},17.581595882799181]
[null,1935,1.1713317399703015E-4,1.5983268984362891E-4,5.8566586998515078,7.9899044218227093,8.7888948640049804,29.283293499257539,39.949522109113545,43.944474320024902,58.566586998515078,79.89904421822709,87.888948640049804,{"$f":"Input!$F$21*C1945","v":11.713317399703016},{"$f":"Input!$F$21*D1945","v":15.983268984362891},17.581595882799181]
[null,1936,1.2203311843844312E-4,1.5983268984362891E-4,6.1016559219221564,7.9899044218227093,8.7888948640049804,30.508279609610781,39.949522109113545,43.944474320024902,61.016559219221563,79.89904421822709,87.888948640049804,{"$f":"Input!$F$21*C1946","v":12.203311843844313},{"$f":"Input!$F$21*D1946","v":15.983268984362891},17.581595882799181]
[null,1937,1.241330946276201E-4,1.5983268984362891E-4,6.206654731381005,7.9899044218227093,8.7888948640049804,31.033273656905024,39.949522109113545,43.944474320024902,62.066547313810048,79.89904421822709,87.888948640049804,{"$f":"Input!$F$21*C1947","v":12.41330946276201},{"$f":"Input!$F$21*D1947","v":15.983268984362891},17.581595882799181]
[null,1938,1.2483308669067911E-4,1.5983268984362891E-4,6.2416543345339557,7.9899044218227093,8.7888948640049804,31.208271672669778,39.949522109113545,43.944474320024902,62.416543345339555,79.89904421822709,87.888948640049804,{"$f":"Input!$F$21*C1948","v":12.483308669067911},{"$f":"Input!$F$21*D1948","v":15.983268984362891},17.581595882799181]
[null,1939,1.2553307875373812E-4,1.5983268984362891E-4,6.2766539376869055,7.9899044218227093,8.7888948640049804,31.383269688434527,39.949522109113545,43.944474320024902,62.766539376869055,79.89904421822709,87.888948640049804,{"$f":"Input!$F$21*C1949","v":12.553307875373811},{"$f":"Input!$F$21*D1949","v":15.983268984362891},17.581595882799181]
[null,1940,1.262330708167971E-4,1.5983268984362891E-4,6.3116535408398544,7.9899044218227093,8.7888948640049804,31.558267704199274,39.949522109113545,43.944474320024902,63.116535408398548,79.89904421822709,87.888948640049804,{"$f":"Input!$F$21*C1950","v":12.623307081679709},{"$f":"Input!$F$21*D1950","v":15.983268984362891},17.581595882799181]
[null,1941,1.2763305494291509E-4,1.5983268984362891E-4,6.381652747145754,7.9899044218227093,8.7888948640049804,31.908263735728774,39.949522109113545,43.944474320024902,63.816527471457547,79.89904421822709,87.888948640049804,{"$f":"Input!$F$21*C1951","v":12.763305494291508},{"$f":"Input!$F$21*D1951","v":15.983268984362891},17.581595882799181]
[null,1942,1.2903303906903311E-4,1.5983268984362891E-4,6.4516519534516554,7.9899044218227093,8.7888948640049804,32.258259767258274,39.949522109113545,43.944474320024902,64.516519534516547,79.89904421822709,87.888948640049804,{"$f":"Input!$F$21*C1952","v":12.903303906903311},{"$f":"Input!$F$21*D1952","v":15.983268984362891},17.581595882799181]
[null,1943,1.304330231951511E-4,1.5983268984362891E-4,6.521651159757555,7.9899044218227093,8.7888948640049804,32.608255798787773,39.949522109113545,43.944474320024902,65.216511597575547,79.89904421822709,87.888948640049804,{"$f":"Input!$F$21*C1953","v":13.04330231951511},{"$f":"Input!$F$21*D1953","v":15.983268984362891},17.581595882799181]
[null,1944,1.304330231951511E-4,1.5983268984362891E-4,6.521651159757555,7.9899044218227093,8.7888948640049804,32.608255798787773,39.949522109113545,43.944474320024902,65.216511597575547,79.89904421822709,87.888948640049804,{"$f":"Input!$F$21*C1954","v":13.04330231951511},{"$f":"Input!$F$21*D1954","v":15.983268984362891},17.581595882799181]
[null,1945,1.2973303113209209E-4,1.5983268984362891E-4,6.4866515566046044,7.9899044218227093,8.7888948640049804,32.433257783023024,39.949522109113545,43.944474320024902,64.866515566046047,79.89904421822709,87.888948640049804,{"$f":"Input!$F$21*C1955","v":12.973303113209209},{"$f":"Input!$F$21*D1955","v":15.983268984362891},17.581595882799181]
[null,1946,1.304330231951511E-4,1.5983268984362891E-4,6.521651159757555,7.9899044218227093,8.7888948640049804,32.608255798787773,39.949522109113545,43.944474320024902,65.216511597575547,79.89904421822709,87.888948640049804,{"$f":"Input!$F$21*C1956","v":13.04330231951511},{"$f":"Input!$F$21*D1956","v":15.983268984362891},17.581595882799181]
[null,1947,1.3463297557350504E-4,1.5983268984362891E-4,6.7316487786752521,7.9899044218227093,8.7888948640049804,33.658243893376259,39.949522109113545,43.944474320024902,67.316487786752518,79.89904421822709,87.888948640049804,{"$f":"Input!$F$21*C1957","v":13.463297557350504},{"$f":"Input!$F$21*D1957","v":15.983268984362891},17.581595882799181]
[null,1948,1.3393298351044606E-4,1.5983268984362891E-4,6.6966491755223032,7.9899044218227093,8.7888948640049804,33.483245877611516,39.949522109113545,43.944474320024902,66.966491755223032,79.89904421822709,87.888948640049804,{"$f":"Input!$F$21*C1958","v":13.393298351044606},{"$f":"Input!$F$21*D1958","v":15.983268984362891},17.581595882799181]
[null,1949,1.3113301525821005E-4,1.5983268984362891E-4,6.5566507629105031,7.9899044218227093,8.7888948640049804,32.783253814552516,39.949522109113545,43.944474320024902,65.566507629105033,79.89904421822709,87.888948640049804,{"$f":"Input!$F$21*C1959","v":13.113301525821006},{"$f":"Input!$F$21*D1959","v":15.983268984362891},17.581595882799181]
[null,1950,1.3113301525821005E-4,1.5983268984362891E-4,6.5566507629105031,7.9899044218227093,8.7888948640049804,32.783253814552516,39.949522109113545,43.944474320024902,65.566507629105033,79.89904421822709,87.888948640049804,{"$f":"Input!$F$21*C1960","v":13.113301525821006},{"$f":"Input!$F$21*D1960","v":15.983268984362891},17.581595882799181]
[null,1951,1.2973303113209209E-4,1.5983268984362891E-4,6.4866515566046044,7.9899044218227093,8.7888948640049804,32.433257783023024,39.949522109113545,43.944474320024902,64.866515566046047,79.89904421822709,87.888948640049804,{"$f":"Input!$F$21*C1961","v":12.973303113209209},{"$f":"Input!$F$21*D1961","v":15.983268984362891},17.581595882799181]
[null,1952,1.2973303113209209E-4,1.5983268984362891E-4,6.4866515566046044,7.9899044218227093,8.7888948640049804,32.433257783023024,39.949522109113545,43.944474320024902,64.866515566046047,79.89904421822709,87.888948640049804,{"$f":"Input!$F$21*C1962","v":12.973303113209209},{"$f":"Input!$F$21*D1962","v":15.983268984362891},17.581595882799181]
[null,1953,1.283330470059741E-4,1.5983268984362891E-4,6.4166523502987047,7.9899044218227093,8.7888948640049804,32.083261751493524,39.949522109113545,43.944474320024902,64.166523502987047,79.89904421822709,87.888948640049804,{"$f":"Input!$F$21*C1963","v":12.833304700597409},{"$f":"Input!$F$21*D1963","v":15.983268984362891},17.581595882799181]
[null,1954,1.2693306287985611E-4,1.5983268984362891E-4,6.3466531439928051,7.9899044218227093,8.7888948640049804,31.733265719964027,39.949522109113545,43.944474320024902,63.466531439928055,79.89904421822709,87.888948640049804,{"$f":"Input!$F$21*C1964","v":12.69330628798561},{"$f":"Input!$F$21*D1964","v":15.983268984362891},17.581595882799181]
[null,1955,1.2693306287985611E-4,1.5983268984362891E-4,6.3466531439928051,7.9899044218227093,8.7888948640049804,31.733265719964027,39.949522109113545,43.944474320024902,63.466531439928055,79.89904421822709,87.888948640049804,{"$f":"Input!$F$21*C1965","v":12.69330628798561},{"$f":"Input!$F$21*D1965","v":15.983268984362891},17.581595882799181]
[null,1956,1.2763305494291509E-4,1.5983268984362891E-4,6.381652747145754,7.9899044218227093,8.7888948640049804,31.908263735728774,39.949522109113545,43.944474320024902,63.816527471457547,79.89904421822709,87.888948640049804,{"$f":"Input!$F$21*C1966","v":12.763305494291508},{"$f":"Input!$F$21*D1966","v":15.983268984362891},17.581595882799181]
[null,1957,1.2343310256456111E-4,1.5983268984362891E-4,6.1716551282280561,7.9899044218227093,8.7888948640049804,30.858275641140278,39.949522109113545,43.944474320024902,61.716551282280555,79.89904421822709,87.888948640049804,{"$f":"Input!$F$21*C1967","v":12.343310256456112},{"$f":"Input!$F$21*D1967","v":15.983268984362891},17.581595882799181]
[null,1958,1.2133312637538414E-4,1.5983268984362891E-4,6.0666563187692066,7.9899044218227093,8.7888948640049804,30.333281593846035,39.949522109113545,43.944474320024902,60.66656318769207,79.89904421822709,87.888948640049804,{"$f":"Input!$F$21*C1968","v":12.133312637538413},{"$f":"Input!$F$21*D1968","v":15.983268984362891},17.581595882799181]
[null,1959,1.2203311843844312E-4,1.5983268984362891E-4,6.1016559219221564,7.9899044218227093,8.7888948640049804,30.508279609610781,39.949522109113545,43.944474320024902,61.016559219221563,79.89904421822709,87.888948640049804,{"$f":"Input!$F$21*C1969","v":12.203311843844313},{"$f":"Input!$F$21*D1969","v":15.983268984362891},17.581595882799181]
[null,1960,1.2063313431232515E-4,1.5983268984362891E-4,6.0316567156162577,7.9899044218227093,8.7888948640049804,30.158283578081285,39.949522109113545,43.944474320024902,60.31656715616257,79.89904421822709,87.888948640049804,{"$f":"Input!$F$21*C1970","v":12.063313431232515},{"$f":"Input!$F$21*D1970","v":15.983268984362891},17.581595882799181]
[null,1961,1.2203311843844312E-4,1.5983268984362891E-4,6.1016559219221564,7.9899044218227093,8.7888948640049804,30.508279609610781,39.949522109113545,43.944474320024902,61.016559219221563,79.89904421822709,87.888948640049804,{"$f":"Input!$F$21*C1971","v":12.203311843844313},{"$f":"Input!$F$21*D1971","v":15.983268984362891},17.581595882799181]
[null,1962,1.2553307875373812E-4,1.5983268984362891E-4,6.2766539376869055,7.9899044218227093,8.7888948640049804,31.383269688434527,39.949522109113545,43.944474320024902,62.766539376869055,79.89904421822709,87.888948640049804,{"$f":"Input!$F$21*C1972","v":12.553307875373811},{"$f":"Input!$F$21*D1972","v":15.983268984362891},17.581595882799181]
[null,1963,1.3183300732126906E-4,1.5983268984362891E-4,6.5916503660634529,7.9899044218227093,8.7888948640049804,32.958251830317266,39.949522109113545,43.944474320024902,65.916503660634532,79.89904421822709,87.888948640049804,{"$f":"Input!$F$21*C1973","v":13.183300732126906},{"$f":"Input!$F$21*D1973","v":15.983268984362891},17.581595882799181]
[null,1964,1.3953292001491803E-4,1.5983268984362891E-4,6.9766460007459017,7.9899044218227093,8.7888948640049804,34.883230003729508,39.949522109113545,43.944474320024902,69.766460007459017,79.89904421822709,87.888948640049804,{"$f":"Input!$F$21*C1974","v":13.953292001491803},{"$f":"Input!$F$21*D1974","v":15.983268984362891},17.581595882799181]
[null,1965,1.4163289620409503E-4,1.5983268984362891E-4,7.0816448102047511,7.9899044218227093,8.7888948640049804,35.408224051023758,39.949522109113545,43.944474320024902,70.816448102047516,79.89904421822709,87.888948640049804,{"$f":"Input!$F$21*C1975","v":14.163289620409502},{"$f":"Input!$F$21*D1975","v":15.983268984362891},17.581595882799181]
[null,1966,1.4093290414103602E-4,1.5983268984362891E-4,7.0466452070518013,7.9899044218227093,8.7888948640049804,35.233226035259001,39.949522109113545,43.944474320024902,70.466452070518002,79.89904421822709,87.888948640049804,{"$f":"Input!$F$21*C1976","v":14.093290414103603},{"$f":"Input!$F$21*D1976","v":15.983268984362891},17.581595882799181]
[null,1967,1.4163289620409503E-4,1.5983268984362891E-4,7.0816448102047511,7.9899044218227093,8.7888948640049804,35.408224051023758,39.949522109113545,43.944474320024902,70.816448102047516,79.89904421822709,87.888948640049804,{"$f":"Input!$F$21*C1977","v":14.163289620409502},{"$f":"Input!$F$21*D1977","v":15.983268984362891},17.581595882799181]
[null,1968,1.4793282477162597E-4,1.5983268984362891E-4,7.3966412385812985,7.9899044218227093,8.7888948640049804,36.983206192906493,39.949522109113545,43.944474320024902,73.966412385812987,79.89904421822709,87.888948640049804,{"$f":"Input!$F$21*C1978","v":14.793282477162597},{"$f":"Input!$F$21*D1978","v":15.983268984362891},17.581595882799181]
[null,1969,1.5283276921303896E-4,1.5983268984362891E-4,7.6416384606519481,7.9899044218227093,8.7888948640049804,38.208192303259736,39.949522109113545,43.944474320024902,76.416384606519472,79.89904421822709,87.888948640049804,{"$f":"Input!$F$21*C1979","v":15.283276921303896},{"$f":"Input!$F$21*D1979","v":15.983268984362891},17.581595882799181]
[null,1970,1.591326977805699E-4,1.5983268984362891E-4,7.9566348890284955,7.9899044218227093,8.7888948640049804,39.783174445142478,39.949522109113545,43.944474320024902,79.566348890284956,79.89904421822709,87.888948640049804,{"$f":"Input!$F$21*C1980","v":15.913269778056991},{"$f":"Input!$F$21*D1980","v":15.983268984362891},17.581595882799181]
[null,1971,1.612326739697469E-4,1.5983268984362891E-4,8.0616336984873449,7.9899044218227093,8.7888948640049804,40.308168492436728,39.949522109113545,43.944474320024902,80.616336984873456,79.89904421822709,87.888948640049804,{"$f":"Input!$F$21*C1981","v":16.12326739697469},{"$f":"Input!$F$21*D1981","v":15.983268984362891},17.581595882799181]
[null,1972,1.6543262634810091E-4,1.5983268984362891E-4,8.2716313174050455,7.9899044218227093,8.7888948640049804,41.358156587025228,39.949522109113545,43.944474320024902,82.716313174050455,79.89904421822709,87.888948640049804,{"$f":"Input!$F$21*C1982","v":16.543262634810091},{"$f":"Input!$F$21*D1982","v":15.983268984362891},17.581595882799181]
[null,1973,1.6543262634810091E-4,1.591326977805699E-4,8.2716313174050455,7.9549123955648282,8.7504036351213124,41.358156587025228,39.774561977824142,43.752018175606558,82.716313174050455,79.549123955648284,87.504036351213117,{"$f":"Input!$F$21*C1983","v":16.543262634810091},{"$f":"Input!$F$21*D1983","v":15.913269778056991},17.504596755862693]
[null,1974,1.591326977805699E-4,1.591326977805699E-4,7.9566348890284955,7.9549123955648282,8.7504036351213124,39.783174445142478,39.774561977824142,43.752018175606558,79.566348890284956,79.549123955648284,87.504036351213117,{"$f":"Input!$F$21*C1984","v":15.913269778056991},{"$f":"Input!$F$21*D1984","v":15.913269778056991},17.504596755862693]
[null,1975,1.5353276127609797E-4,1.591326977805699E-4,7.6766380638048988,7.9549123955648282,8.7504036351213124,38.383190319024493,39.774561977824142,43.752018175606558,76.766380638048986,79.549123955648284,87.504036351213117,{"$f":"Input!$F$21*C1985","v":15.353276127609798},{"$f":"Input!$F$21*D1985","v":15.913269778056991},17.504596755862693]
[null,1976,1.4863281683468498E-4,1.591326977805699E-4,7.4316408417342492,7.9549123955648282,8.7504036351213124,37.158204208671243,39.774561977824142,43.752018175606558,74.316408417342487,79.549123955648284,87.504036351213117,{"$f":"Input!$F$21*C1986","v":14.863281683468498},{"$f":"Input!$F$21*D1986","v":15.913269778056991},17.504596755862693]
[null,1977,1.4093290414103602E-4,1.591326977805699E-4,7.0466452070518013,7.9549123955648282,8.7504036351213124,35.233226035259001,39.774561977824142,43.752018175606558,70.466452070518002,79.549123955648284,87.504036351213117,{"$f":"Input!$F$21*C1987","v":14.093290414103603},{"$f":"Input!$F$21*D1987","v":15.913269778056991},17.504596755862693]
[null,1978,1.3323299144738705E-4,1.591326977805699E-4,6.6616495723693525,7.9549123955648282,8.7504036351213124,33.308247861846766,39.774561977824142,43.752018175606558,66.616495723693532,79.549123955648284,87.504036351213117,{"$f":"Input!$F$21*C1988","v":13.323299144738705},{"$f":"Input!$F$21*D1988","v":15.913269778056991},17.504596755862693]
[null,1979,1.304330231951511E-4,1.591326977805699E-4,6.521651159757555,7.9549123955648282,8.7504036351213124,32.608255798787773,39.774561977824142,43.752018175606558,65.216511597575547,79.549123955648284,87.504036351213117,{"$f":"Input!$F$21*C1989","v":13.04330231951511},{"$f":"Input!$F$21*D1989","v":15.913269778056991},17.504596755862693]
[null,1980,1.283330470059741E-4,1.591326977805699E-4,6.4166523502987047,7.9549123955648282,8.7504036351213124,32.083261751493524,39.774561977824142,43.752018175606558,64.166523502987047,79.549123955648284,87.504036351213117,{"$f":"Input!$F$21*C1990","v":12.833304700597409},{"$f":"Input!$F$21*D1990","v":15.913269778056991},17.504596755862693]
[null,1981,1.2903303906903311E-4,1.591326977805699E-4,6.4516519534516554,7.9549123955648282,8.7504036351213124,32.258259767258274,39.774561977824142,43.752018175606558,64.516519534516547,79.549123955648284,87.504036351213117,{"$f":"Input!$F$21*C1991","v":12.903303906903311},{"$f":"Input!$F$21*D1991","v":15.913269778056991},17.504596755862693]
[null,1982,1.283330470059741E-4,1.591326977805699E-4,6.4166523502987047,7.9549123955648282,8.7504036351213124,32.083261751493524,39.774561977824142,43.752018175606558,64.166523502987047,79.549123955648284,87.504036351213117,{"$f":"Input!$F$21*C1992","v":12.833304700597409},{"$f":"Input!$F$21*D1992","v":15.913269778056991},17.504596755862693]
[null,1983,1.283330470059741E-4,1.591326977805699E-4,6.4166523502987047,7.9549123955648282,8.7504036351213124,32.083261751493524,39.774561977824142,43.752018175606558,64.166523502987047,79.549123955648284,87.504036351213117,{"$f":"Input!$F$21*C1993","v":12.833304700597409},{"$f":"Input!$F$21*D1993","v":15.913269778056991},17.504596755862693]
[null,1984,1.2763305494291509E-4,1.591326977805699E-4,6.381652747145754,7.9549123955648282,8.7504036351213124,31.908263735728774,39.774561977824142,43.752018175606558,63.816527471457547,79.549123955648284,87.504036351213117,{"$f":"Input!$F$21*C1994","v":12.763305494291508},{"$f":"Input!$F$21*D1994","v":15.913269778056991},17.504596755862693]
[null,1985,1.2693306287985611E-4,1.591326977805699E-4,{"$f":"$E$9*C1995","v":6.3466531439928051},7.9549123955648282,{"$f":"F1995*1.1","v":8.7504036351213124},{"$f":"$H$9*C1995","v":31.733265719964027},39.774561977824142,{"$f":"I1995*1.1","v":43.752018175606558},{"$f":"$K$9*C1995","v":63.466531439928055},79.549123955648284,{"$f":"L1995*1.1","v":87.504036351213117},{"$f":"Input!$F$21*C1995","v":12.69330628798561},{"$f":"Input!$F$21*D1995","v":15.913269778056991},17.504596755862693]
[null,1986,1.2343310256456111E-4,1.591326977805699E-4,6.1716551282280561,7.9549123955648282,8.7504036351213124,30.858275641140278,39.774561977824142,43.752018175606558,61.716551282280555,79.549123955648284,87.504036351213117,{"$f":"Input!$F$21*C1996","v":12.343310256456112},{"$f":"Input!$F$21*D1996","v":15.913269778056991},{"$f":"O1996*1.1","v":17.504596755862693}]
[null,1987,1.2133312637538414E-4,1.591326977805699E-4,6.0666563187692066,7.9549123955648282,8.7504036351213124,30.333281593846035,39.774561977824142,43.752018175606558,60.66656318769207,79.549123955648284,87.504036351213117,{"$f":"Input!$F$21*C1997","v":12.133312637538413},{"$f":"Input!$F$21*D1997","v":15.913269778056991},17.504596755862693]
[null,1988,1.1923315018620715E-4,1.591326977805699E-4,5.9616575093103581,7.9549123955648282,8.7504036351213124,29.808287546551789,39.774561977824142,43.752018175606558,59.616575093103577,79.549123955648284,87.504036351213117,{"$f":"Input!$F$21*C1998","v":11.923315018620716},{"$f":"Input!$F$21*D1998","v":15.913269778056991},17.504596755862693]
[null,1989,1.1853315812314815E-4,1.591326977805699E-4,5.9266579061574074,7.9549123955648282,8.7504036351213124,29.633289530787035,39.774561977824142,43.752018175606558,59.26657906157407,79.549123955648284,87.504036351213117,{"$f":"Input!$F$21*C1999","v":11.853315812314815},{"$f":"Input!$F$21*D1999","v":15.913269778056991},17.504596755862693]
[null,1990,1.1923315018620715E-4,1.591326977805699E-4,5.9616575093103581,7.9549123955648282,8.7504036351213124,29.808287546551789,39.774561977824142,43.752018175606558,59.616575093103577,79.549123955648284,87.504036351213117,{"$f":"Input!$F$21*C2000","v":11.923315018620716},{"$f":"Input!$F$21*D2000","v":15.913269778056991},17.504596755862693]
[null,1991,1.1853315812314815E-4,1.591326977805699E-4,5.9266579061574074,7.9549123955648282,8.7504036351213124,29.633289530787035,39.774561977824142,43.752018175606558,59.26657906157407,79.549123955648284,87.504036351213117,{"$f":"Input!$F$21*C2001","v":11.853315812314815},{"$f":"Input!$F$21*D2001","v":15.913269778056991},17.504596755862693]
[null,1995,1.1923315018620715E-4,1.591326977805699E-4,5.9616575093103581,7.9549123955648282,8.7504036351213124,29.808287546551789,39.774561977824142,43.752018175606558,59.616575093103577,79.549123955648284,87.504036351213117,{"$f":"Input!$F$21*C2005","v":11.923315018620716},{"$f":"Input!$F$21*D2005","v":15.913269778056991},17.504596755862693]
[null,1998,1.241330946276201E-4,1.591326977805699E-4,6.206654731381005,7.9549123955648282,8.7504036351213124,31.033273656905024,39.774561977824142,43.752018175606558,62.066547313810048,79.549123955648284,87.504036351213117,{"$f":"Input!$F$21*C2008","v":12.41330946276201},{"$f":"Input!$F$21*D2008","v":15.913269778056991},17.504596755862693]
[null,2002,1.2973303113209209E-4,1.591326977805699E-4,6.4866515566046044,7.9549123955648282,8.7504036351213124,32.433257783023024,39.774561977824142,43.752018175606558,64.866515566046047,79.549123955648284,87.504036351213117,{"$f":"Input!$F$21*C2012","v":12.973303113209209},{"$f":"Input!$F$21*D2012","v":15.913269778056991},17.504596755862693]
[null,2005,1.3113301525821005E-4,1.591326977805699E-4,6.5566507629105031,7.9549123955648282,8.7504036351213124,32.783253814552516,39.774561977824142,43.752018175606558,65.566507629105033,79.549123955648284,87.504036351213117,{"$f":"Input!$F$21*C2015","v":13.113301525821006},{"$f":"Input!$F$21*D2015","v":15.913269778056991},17.504596755862693]
[null,2008,1.3533296763656405E-4,1.591326977805699E-4,6.7666483818282028,7.9549123955648282,8.7504036351213124,33.833241909141016,39.774561977824142,43.752018175606558,67.666483818282032,79.549123955648284,87.504036351213117,{"$f":"Input!$F$21*C2018","v":13.533296763656406},{"$f":"Input!$F$21*D2018","v":15.913269778056991},17.504596755862693]
[null,2009,1.304330231951511E-4,1.591326977805699E-4,6.521651159757555,7.9549123955648282,8.7504036351213124,32.608255798787773,39.774561977824142,43.752018175606558,65.216511597575547,79.549123955648284,87.504036351213117,{"$f":"Input!$F$21*C2019","v":13.04330231951511},{"$f":"Input!$F$21*D2019","v":15.913269778056991},17.504596755862693]
[null,2012,1.3953292001491803E-4,1.591326977805699E-4,6.9766460007459017,7.9549123955648282,8.7504036351213124,34.883230003729508,39.774561977824142,43.752018175606558,69.766460007459017,79.549123955648284,87.504036351213117,{"$f":"Input!$F$21*C2022","v":13.953292001491803},{"$f":"Input!$F$21*D2022","v":15.913269778056991},17.504596755862693]
[null,2017,1.3463297557350504E-4,1.591326977805699E-4,6.7316487786752521,7.9549123955648282,8.7504036351213124,33.658243893376259,39.774561977824142,43.752018175606558,67.316487786752518,79.549123955648284,87.504036351213117,{"$f":"Input!$F$21*C2027","v":13.463297557350504},{"$f":"Input!$F$21*D2027","v":15.913269778056991},17.504596755862693]
[null,2020,1.3953292001491803E-4,1.591326977805699E-4,6.9766460007459017,7.9549123955648282,8.7504036351213124,34.883230003729508,39.774561977824142,43.752018175606558,69.766460007459017,79.549123955648284,87.504036351213117,{"$f":"Input!$F$21*C2030","v":13.953292001491803},{"$f":"Input!$F$21*D2030","v":15.913269778056991},17.504596755862693]
[null,2023,1.4093290414103602E-4,1.591326977805699E-4,7.0466452070518013,7.9549123955648282,8.7504036351213124,35.233226035259001,39.774561977824142,43.752018175606558,70.466452070518002,79.549123955648284,87.504036351213117,{"$f":"Input!$F$21*C2033","v":14.093290414103603},{"$f":"Input!$F$21*D2033","v":15.913269778056991},17.504596755862693]
[null,2027,1.2973303113209209E-4,1.5843270571751092E-4,6.4866515566046044,7.919920369306948,8.7119124062376443,32.433257783023024,39.599601846534739,43.559562031188214,64.866515566046047,79.199203693069478,87.119124062376429,{"$f":"Input!$F$21*C2037","v":12.973303113209209},{"$f":"Input!$F$21*D2037","v":15.843270571751093},17.427597628926204]
[null,2030,1.304330231951511E-4,1.5843270571751092E-4,6.521651159757555,7.919920369306948,8.7119124062376443,32.608255798787773,39.599601846534739,43.559562031188214,65.216511597575547,79.199203693069478,87.119124062376429,{"$f":"Input!$F$21*C2040","v":13.04330231951511},{"$f":"Input!$F$21*D2040","v":15.843270571751093},17.427597628926204]
[null,2033,1.2553307875373812E-4,1.5843270571751092E-4,6.2766539376869055,7.919920369306948,8.7119124062376443,31.383269688434527,39.599601846534739,43.559562031188214,62.766539376869055,79.199203693069478,87.119124062376429,{"$f":"Input!$F$21*C2043","v":12.553307875373811},{"$f":"Input!$F$21*D2043","v":15.843270571751093},17.427597628926204]
[null,2037,1.4443286445633098E-4,1.5843270571751092E-4,7.2216432228165495,7.919920369306948,8.7119124062376443,36.108216114082744,39.599601846534739,43.559562031188214,72.216432228165488,79.199203693069478,87.119124062376429,{"$f":"Input!$F$21*C2047","v":14.443286445633099},{"$f":"Input!$F$21*D2047","v":15.843270571751093},17.427597628926204]
[null,2038,1.4163289620409503E-4,1.5843270571751092E-4,7.0816448102047511,7.919920369306948,8.7119124062376443,35.408224051023758,39.599601846534739,43.559562031188214,70.816448102047516,79.199203693069478,87.119124062376429,{"$f":"Input!$F$21*C2048","v":14.163289620409502},{"$f":"Input!$F$21*D2048","v":15.843270571751093},17.427597628926204]
[null,2042,1.3883292795185905E-4,1.5843270571751092E-4,6.9416463975929519,7.919920369306948,8.7119124062376443,34.708231987964759,39.599601846534739,43.559562031188214,69.416463975929517,79.199203693069478,87.119124062376429,{"$f":"Input!$F$21*C2052","v":13.883292795185904},{"$f":"Input!$F$21*D2052","v":15.843270571751093},17.427597628926204]
[null,2045,1.5003280096080297E-4,1.5843270571751092E-4,7.5016400480401488,7.919920369306948,8.7119124062376443,37.508200240200743,39.599601846534739,43.559562031188214,75.016400480401487,79.199203693069478,87.119124062376429,{"$f":"Input!$F$21*C2055","v":15.003280096080298},{"$f":"Input!$F$21*D2055","v":15.843270571751093},17.427597628926204]
[null,2048,1.3953292001491803E-4,1.5843270571751092E-4,6.9766460007459017,7.919920369306948,8.7119124062376443,34.883230003729508,39.599601846534739,43.559562031188214,69.766460007459017,79.199203693069478,87.119124062376429,{"$f":"Input!$F$21*C2058","v":13.953292001491803},{"$f":"Input!$F$21*D2058","v":15.843270571751093},17.427597628926204]
[null,2052,1.4093290414103602E-4,1.5843270571751092E-4,7.0466452070518013,7.919920369306948,8.7119124062376443,35.233226035259001,39.599601846534739,43.559562031188214,70.466452070518002,79.199203693069478,87.119124062376429,{"$f":"Input!$F$21*C2062","v":14.093290414103603},{"$f":"Input!$F$21*D2062","v":15.843270571751093},17.427597628926204]
[null,2055,1.2133312637538414E-4,1.5843270571751092E-4,6.0666563187692066,7.919920369306948,8.7119124062376443,30.333281593846035,39.599601846534739,43.559562031188214,60.66656318769207,79.199203693069478,87.119124062376429,{"$f":"Input!$F$21*C2065","v":12.133312637538413},{"$f":"Input!$F$21*D2065","v":15.843270571751093},17.427597628926204]
[null,2056,1.1503319780785315E-4,1.5843270571751092E-4,5.7516598903926575,7.919920369306948,8.7119124062376443,28.758299451963289,39.599601846534739,43.559562031188214,57.516598903926578,79.199203693069478,87.119124062376429,{"$f":"Input!$F$21*C2066","v":11.503319780785315},{"$f":"Input!$F$21*D2066","v":15.843270571751093},17.427597628926204]
[null,2062,1.3883292795185905E-4,1.5843270571751092E-4,6.9416463975929519,7.919920369306948,8.7119124062376443,34.708231987964759,39.599601846534739,43.559562031188214,69.416463975929517,79.199203693069478,87.119124062376429,{"$f":"Input!$F$21*C2072","v":13.883292795185904},{"$f":"Input!$F$21*D2072","v":15.843270571751093},17.427597628926204]
[null,2063,1.4093290414103602E-4,1.5843270571751092E-4,7.0466452070518013,7.919920369306948,8.7119124062376443,35.233226035259001,39.599601846534739,43.559562031188214,70.466452070518002,79.199203693069478,87.119124062376429,{"$f":"Input!$F$21*C2073","v":14.093290414103603},{"$f":"Input!$F$21*D2073","v":15.843270571751093},17.427597628926204]
[null,2067,1.4093290414103602E-4,1.5843270571751092E-4,7.0466452070518013,7.919920369306948,8.7119124062376443,35.233226035259001,39.599601846534739,43.559562031188214,70.466452070518002,79.199203693069478,87.119124062376429,{"$f":"Input!$F$21*C2077","v":14.093290414103603},{"$f":"Input!$F$21*D2077","v":15.843270571751093},17.427597628926204]
[null,2070,1.4653284064550798E-4,1.5843270571751092E-4,7.3266420322753989,7.919920369306948,8.7119124062376443,36.633210161376994,39.599601846534739,43.559562031188214,73.266420322753987,79.199203693069478,87.119124062376429,{"$f":"Input!$F$21*C2080","v":14.653284064550798},{"$f":"Input!$F$21*D2080","v":15.843270571751093},17.427597628926204]
[null,2073,1.1923315018620715E-4,1.5843270571751092E-4,5.9616575093103581,7.919920369306948,8.7119124062376443,29.808287546551789,39.599601846534739,43.559562031188214,59.616575093103577,79.199203693069478,87.119124062376429,{"$f":"Input!$F$21*C2083","v":11.923315018620716},{"$f":"Input!$F$21*D2083","v":15.843270571751093},17.427597628926204]
[null,2077,8.7033515285493316E-5,1.5773271365445191E-4,4.351675764274666,7.8849283430490669,8.6734211773539744,21.758378821373331,39.424641715245336,43.36710588676987,43.516757642746661,78.849283430490672,86.734211773539741,{"$f":"Input!$F$21*C2087","v":8.7033515285493319},{"$f":"Input!$F$21*D2087","v":15.773271365445192},17.350598501989712]
[null,2080,9.333344385302429E-5,1.5773271365445191E-4,4.6666721926512142,7.8849283430490669,8.6734211773539744,23.333360963256073,39.424641715245336,43.36710588676987,46.666721926512146,78.849283430490672,86.734211773539741,{"$f":"Input!$F$21*C2090","v":9.3333443853024285},{"$f":"Input!$F$21*D2090","v":15.773271365445192},17.350598501989712]
[null,2083,1.1013325336644018E-4,1.5773271365445191E-4,5.5066626683220088,7.8849283430490669,8.6734211773539744,27.533313341610047,39.424641715245336,43.36710588676987,55.066626683220093,78.849283430490672,86.734211773539741,{"$f":"Input!$F$21*C2093","v":11.013325336644018},{"$f":"Input!$F$21*D2093","v":15.773271365445192},17.350598501989712]
[null,2085,1.2133312637538414E-4,1.5773271365445191E-4,6.0666563187692066,7.8849283430490669,8.6734211773539744,30.333281593846035,39.424641715245336,43.36710588676987,60.66656318769207,78.849283430490672,86.734211773539741,{"$f":"Input!$F$21*C2095","v":12.133312637538413},{"$f":"Input!$F$21*D2095","v":15.773271365445192},17.350598501989712]
[null,2088,1.2903303906903311E-4,1.5773271365445191E-4,6.4516519534516554,7.8849283430490669,8.6734211773539744,32.258259767258274,39.424641715245336,43.36710588676987,64.516519534516547,78.849283430490672,86.734211773539741,{"$f":"Input!$F$21*C2098","v":12.903303906903311},{"$f":"Input!$F$21*D2098","v":15.773271365445192},17.350598501989712]
[null,2092,1.2973303113209209E-4,1.5773271365445191E-4,6.4866515566046044,7.8849283430490669,8.6734211773539744,32.433257783023024,39.424641715245336,43.36710588676987,64.866515566046047,78.849283430490672,86.734211773539741,{"$f":"Input!$F$21*C2102","v":12.973303113209209},{"$f":"Input!$F$21*D2102","v":15.773271365445192},17.350598501989712]
[null,2095,1.2973303113209209E-4,1.5773271365445191E-4,6.4866515566046044,7.8849283430490669,8.6734211773539744,32.433257783023024,39.424641715245336,43.36710588676987,64.866515566046047,78.849283430490672,86.734211773539741,{"$f":"Input!$F$21*C2105","v":12.973303113209209},{"$f":"Input!$F$21*D2105","v":15.773271365445192},17.350598501989712]
[null,2098,1.2973303113209209E-4,1.5773271365445191E-4,6.4866515566046044,7.8849283430490669,8.6734211773539744,32.433257783023024,39.424641715245336,43.36710588676987,64.866515566046047,78.849283430490672,86.734211773539741,{"$f":"Input!$F$21*C2108","v":12.973303113209209},{"$f":"Input!$F$21*D2108","v":15.773271365445192},17.350598501989712]
[null,2102,1.3323299144738705E-4,1.5773271365445191E-4,6.6616495723693525,7.8849283430490669,8.6734211773539744,33.308247861846766,39.424641715245336,43.36710588676987,66.616495723693532,78.849283430490672,86.734211773539741,{"$f":"Input!$F$21*C2112","v":13.323299144738705},{"$f":"Input!$F$21*D2112","v":15.773271365445192},17.350598501989712]
[null,2105,1.3113301525821005E-4,1.5773271365445191E-4,6.5566507629105031,7.8849283430490669,8.6734211773539744,32.783253814552516,39.424641715245336,43.36710588676987,65.566507629105033,78.849283430490672,86.734211773539741,{"$f":"Input!$F$21*C2115","v":13.113301525821006},{"$f":"Input!$F$21*D2115","v":15.773271365445192},17.350598501989712]
[null,2108,1.2693306287985611E-4,1.5773271365445191E-4,6.3466531439928051,7.8849283430490669,8.6734211773539744,31.733265719964027,39.424641715245336,43.36710588676987,63.466531439928055,78.849283430490672,86.734211773539741,{"$f":"Input!$F$21*C2118","v":12.69330628798561},{"$f":"Input!$F$21*D2118","v":15.773271365445192},17.350598501989712]
[null,2110,1.2903303906903311E-4,1.5773271365445191E-4,6.4516519534516554,7.8849283430490669,8.6734211773539744,32.258259767258274,39.424641715245336,43.36710588676987,64.516519534516547,78.849283430490672,86.734211773539741,{"$f":"Input!$F$21*C2120","v":12.903303906903311},{"$f":"Input!$F$21*D2120","v":15.773271365445192},17.350598501989712]
[null,2113,1.283330470059741E-4,1.5773271365445191E-4,{"$f":"$E$9*C2123","v":6.4166523502987047},7.8849283430490669,{"$f":"F2123*1.1","v":8.6734211773539744},{"$f":"$H$9*C2123","v":32.083261751493524},39.424641715245336,{"$f":"I2123*1.1","v":43.36710588676987},{"$f":"$K$9*C2123","v":64.166523502987047},78.849283430490672,{"$f":"L2123*1.1","v":86.734211773539741},{"$f":"Input!$F$21*C2123","v":12.833304700597409},{"$f":"Input!$F$21*D2123","v":15.773271365445192},17.350598501989712]
[null,2117,1.262330708167971E-4,1.5773271365445191E-4,6.3116535408398544,7.8849283430490669,8.6734211773539744,31.558267704199274,39.424641715245336,43.36710588676987,63.116535408398548,78.849283430490672,86.734211773539741,{"$f":"Input!$F$21*C2127","v":12.623307081679709},{"$f":"Input!$F$21*D2127","v":15.773271365445192},17.350598501989712]
[null,2120,1.3603295969962304E-4,1.5703272159139296E-4,6.8016479849811518,7.8499363167911893,8.6349299484703081,34.008239924905759,39.249681583955947,43.174649742351548,68.016479849811518,78.499363167911895,86.349299484703096,{"$f":"Input!$F$21*C2130","v":13.603295969962304},{"$f":"Input!$F$21*D2130","v":15.703272159139296},17.273599375053227]
[null,2124,1.2063313431232515E-4,1.5703272159139296E-4,6.0316567156162577,7.8499363167911893,8.6349299484703081,30.158283578081285,39.249681583955947,43.174649742351548,60.31656715616257,78.499363167911895,86.349299484703096,{"$f":"Input!$F$21*C2134","v":12.063313431232515},{"$f":"Input!$F$21*D2134","v":15.703272159139296},17.273599375053227]
[null,2127,1.1503319780785315E-4,1.5703272159139296E-4,5.7516598903926575,7.8499363167911893,8.6349299484703081,28.758299451963289,39.249681583955947,43.174649742351548,57.516598903926578,78.499363167911895,86.349299484703096,{"$f":"Input!$F$21*C2137","v":11.503319780785315},{"$f":"Input!$F$21*D2137","v":15.703272159139296},17.273599375053227]
[null,2129,1.1363321368173518E-4,1.5703272159139296E-4,5.6816606840867587,7.8499363167911893,8.6349299484703081,28.408303420433793,39.249681583955947,43.174649742351548,56.816606840867586,78.499363167911895,86.349299484703096,{"$f":"Input!$F$21*C2139","v":11.363321368173517},{"$f":"Input!$F$21*D2139","v":15.703272159139296},17.273599375053227]
[null,2132,1.1993314224926614E-4,1.5703272159139296E-4,5.996657112463307,7.8499363167911893,8.6349299484703081,29.983285562316535,39.249681583955947,43.174649742351548,59.96657112463307,78.499363167911895,86.349299484703096,{"$f":"Input!$F$21*C2142","v":11.993314224926614},{"$f":"Input!$F$21*D2142","v":15.703272159139296},17.273599375053227]
[null,2135,1.5143278508692097E-4,1.5703272159139296E-4,7.5716392543460485,7.8499363167911893,8.6349299484703081,37.858196271730243,39.249681583955947,43.174649742351548,75.716392543460486,78.499363167911895,86.349299484703096,{"$f":"Input!$F$21*C2145","v":15.143278508692097},{"$f":"Input!$F$21*D2145","v":15.703272159139296},17.273599375053227]
[null,2138,1.3673295176268204E-4,1.5703272159139296E-4,6.8366475881341024,7.8499363167911893,8.6349299484703081,34.183237940670509,39.249681583955947,43.174649742351548,68.366475881341017,78.499363167911895,86.349299484703096,{"$f":"Input!$F$21*C2148","v":13.673295176268205},{"$f":"Input!$F$21*D2148","v":15.703272159139296},17.273599375053227]
[null,2142,1.2553307875373812E-4,1.5703272159139296E-4,6.2766539376869055,7.8499363167911893,8.6349299484703081,31.383269688434527,39.249681583955947,43.174649742351548,62.766539376869055,78.499363167911895,86.349299484703096,{"$f":"Input!$F$21*C2152","v":12.553307875373811},{"$f":"Input!$F$21*D2152","v":15.703272159139296},17.273599375053227]
[null,2145,1.2063313431232515E-4,1.5703272159139296E-4,6.0316567156162577,7.8499363167911893,8.6349299484703081,30.158283578081285,39.249681583955947,43.174649742351548,60.31656715616257,78.499363167911895,86.349299484703096,{"$f":"Input!$F$21*C2155","v":12.063313431232515},{"$f":"Input!$F$21*D2155","v":15.703272159139296},17.273599375053227]
[null,2149,1.0523330892502722E-4,1.5703272159139296E-4,5.261665446251361,7.8499363167911893,8.6349299484703081,26.308327231256804,39.249681583955947,43.174649742351548,52.616654462513608,78.499363167911895,86.349299484703096,{"$f":"Input!$F$21*C2159","v":10.523330892502722},{"$f":"Input!$F$21*D2159","v":15.703272159139296},17.273599375053227]
[null,2150,9.6133412105260259E-5,1.5703272159139296E-4,4.8066706052630126,7.8499363167911893,8.6349299484703081,24.033353026315066,39.249681583955947,43.174649742351548,48.066706052630131,78.499363167911895,86.349299484703096,{"$f":"Input!$F$21*C2160","v":9.6133412105260252},{"$f":"Input!$F$21*D2160","v":15.703272159139296},17.273599375053227]
[null,2156,9.0533475600788294E-5,1.5633272952833395E-4,4.526673780039415,7.8149442905333082,8.5964387195866401,22.633368900197073,39.074721452666545,42.982193597933204,45.266737800394147,78.149442905333089,85.964387195866408,{"$f":"Input!$F$21*C2166","v":9.05334756007883},{"$f":"Input!$F$21*D2166","v":15.633272952833394},17.196600248116734]
[null,2157,9.6133412105260259E-5,1.5633272952833395E-4,4.8066706052630126,7.8149442905333082,8.5964387195866401,24.033353026315066,39.074721452666545,42.982193597933204,48.066706052630131,78.149442905333089,85.964387195866408,{"$f":"Input!$F$21*C2167","v":9.6133412105260252},{"$f":"Input!$F$21*D2167","v":15.633272952833394},17.196600248116734]
[null,2160,1.1223322955561718E-4,1.5633272952833395E-4,5.6116614777808591,7.8149442905333082,8.5964387195866401,28.058307388904296,39.074721452666545,42.982193597933204,56.116614777808593,78.149442905333089,85.964387195866408,{"$f":"Input!$F$21*C2170","v":11.223322955561718},{"$f":"Input!$F$21*D2170","v":15.633272952833394},17.196600248116734]
[null,2164,1.1783316606008915E-4,1.5633272952833395E-4,5.8916583030044576,7.8149442905333082,8.5964387195866401,29.458291515022289,39.074721452666545,42.982193597933204,58.916583030044578,78.149442905333089,85.964387195866408,{"$f":"Input!$F$21*C2174","v":11.783316606008915},{"$f":"Input!$F$21*D2174","v":15.633272952833394},17.196600248116734]
[null,2167,1.304330231951511E-4,1.5633272952833395E-4,6.521651159757555,7.8149442905333082,8.5964387195866401,32.608255798787773,39.074721452666545,42.982193597933204,65.216511597575547,78.149442905333089,85.964387195866408,{"$f":"Input!$F$21*C2177","v":13.04330231951511},{"$f":"Input!$F$21*D2177","v":15.633272952833394},17.196600248116734]
[null,2170,9.963337242055525E-5,1.5633272952833395E-4,4.9816686210277625,7.8149442905333082,8.5964387195866401,24.908343105138812,39.074721452666545,42.982193597933204,49.816686210277624,78.149442905333089,85.964387195866408,{"$f":"Input!$F$21*C2180","v":9.9633372420555251},{"$f":"Input!$F$21*D2180","v":15.633272952833394},17.196600248116734]
[null,2174,6.0433816889251462E-5,1.5633272952833395E-4,3.0216908444625732,7.8149442905333082,8.5964387195866401,15.108454222312865,39.074721452666545,42.982193597933204,30.21690844462573,78.149442905333089,85.964387195866408,{"$f":"Input!$F$21*C2184","v":6.0433816889251464},{"$f":"Input!$F$21*D2184","v":15.633272952833394},17.196600248116734]
[null,2175,6.0433816889251462E-5,1.5633272952833395E-4,3.0216908444625732,7.8149442905333082,8.5964387195866401,15.108454222312865,39.074721452666545,42.982193597933204,30.21690844462573,78.149442905333089,85.964387195866408,{"$f":"Input!$F$21*C2185","v":6.0433816889251464},{"$f":"Input!$F$21*D2185","v":15.633272952833394},17.196600248116734]
[null,2181,9.8933380357496255E-5,1.5633272952833395E-4,4.9466690178748127,7.8149442905333082,8.5964387195866401,24.733345089374065,39.074721452666545,42.982193597933204,49.466690178748131,78.149442905333089,85.964387195866408,{"$f":"Input!$F$21*C2191","v":9.8933380357496254},{"$f":"Input!$F$21*D2191","v":15.633272952833394},17.196600248116734]
[null,2182,1.0453331686196822E-4,1.5633272952833395E-4,5.2266658430984112,7.8149442905333082,8.5964387195866401,26.133329215492054,39.074721452666545,42.982193597933204,52.266658430984108,78.149442905333089,85.964387195866408,{"$f":"Input!$F$21*C2192","v":10.453331686196822},{"$f":"Input!$F$21*D2192","v":15.633272952833394},17.196600248116734]
[null,2185,1.1853315812314815E-4,1.5633272952833395E-4,5.9266579061574074,7.8149442905333082,8.5964387195866401,29.633289530787035,39.074721452666545,42.982193597933204,59.26657906157407,78.149442905333089,85.964387195866408,{"$f":"Input!$F$21*C2195","v":11.853315812314815},{"$f":"Input!$F$21*D2195","v":15.633272952833394},17.196600248116734]
[null,2189,1.2133312637538414E-4,1.5633272952833395E-4,6.0666563187692066,7.8149442905333082,8.5964387195866401,30.333281593846035,39.074721452666545,42.982193597933204,60.66656318769207,78.149442905333089,85.964387195866408,{"$f":"Input!$F$21*C2199","v":12.133312637538413},{"$f":"Input!$F$21*D2199","v":15.633272952833394},17.196600248116734]
[null,2192,1.1573318987091218E-4,1.5633272952833395E-4,5.786659493545609,7.8149442905333082,8.5964387195866401,28.933297467728043,39.074721452666545,42.982193597933204,57.866594935456085,78.149442905333089,85.964387195866408,{"$f":"Input!$F$21*C2202","v":11.573318987091218},{"$f":"Input!$F$21*D2202","v":15.633272952833394},17.196600248116734]
[null,2195,9.6833404168319254E-5,1.5633272952833395E-4,4.8416702084159624,7.8149442905333082,8.5964387195866401,24.208351042079812,39.074721452666545,42.982193597933204,48.416702084159624,78.149442905333089,85.964387195866408,{"$f":"Input!$F$21*C2205","v":9.6833404168319248},{"$f":"Input!$F$21*D2205","v":15.633272952833394},17.196600248116734]
[null,2200,9.8933380357496255E-5,1.5563273746527491E-4,4.9466690178748127,7.779952264275428,8.557947490702972,24.733345089374065,38.899761321377134,42.789737453514853,49.466690178748131,77.799522642754269,85.579474907029706,{"$f":"Input!$F$21*C2210","v":9.8933380357496254},{"$f":"Input!$F$21*D2210","v":15.563273746527491},17.119601121180242]
[null,2203,1.1293322161867618E-4,1.5563273746527491E-4,5.6466610809338089,7.779952264275428,8.557947490702972,28.233305404669046,38.899761321377134,42.789737453514853,56.466610809338093,77.799522642754269,85.579474907029706,{"$f":"Input!$F$21*C2213","v":11.293322161867618},{"$f":"Input!$F$21*D2213","v":15.563273746527491},17.119601121180242]
[null,2206,1.2273311050150213E-4,1.5563273746527491E-4,6.1366555250751063,7.779952264275428,8.557947490702972,30.683277625375535,38.899761321377134,42.789737453514853,61.36655525075107,77.799522642754269,85.579474907029706,{"$f":"Input!$F$21*C2216","v":12.273311050150213},{"$f":"Input!$F$21*D2216","v":15.563273746527491},17.119601121180242]
[null,2207,1.2063313431232515E-4,1.5563273746527491E-4,6.0316567156162577,7.779952264275428,8.557947490702972,30.158283578081285,38.899761321377134,42.789737453514853,60.31656715616257,77.799522642754269,85.579474907029706,{"$f":"Input!$F$21*C2217","v":12.063313431232515},{"$f":"Input!$F$21*D2217","v":15.563273746527491},17.119601121180242]
[null,2210,1.2343310256456111E-4,1.5563273746527491E-4,6.1716551282280561,7.779952264275428,8.557947490702972,30.858275641140278,38.899761321377134,42.789737453514853,61.716551282280555,77.799522642754269,85.579474907029706,{"$f":"Input!$F$21*C2220","v":12.343310256456112},{"$f":"Input!$F$21*D2220","v":15.563273746527491},17.119601121180242]
[null,2214,1.262330708167971E-4,1.5563273746527491E-4,6.3116535408398544,7.779952264275428,8.557947490702972,31.558267704199274,38.899761321377134,42.789737453514853,63.116535408398548,77.799522642754269,85.579474907029706,{"$f":"Input!$F$21*C2224","v":12.623307081679709},{"$f":"Input!$F$21*D2224","v":15.563273746527491},17.119601121180242]
[null,2217,1.2133312637538414E-4,1.5563273746527491E-4,6.0666563187692066,7.779952264275428,8.557947490702972,30.333281593846035,38.899761321377134,42.789737453514853,60.66656318769207,77.799522642754269,85.579474907029706,{"$f":"Input!$F$21*C2227","v":12.133312637538413},{"$f":"Input!$F$21*D2227","v":15.563273746527491},17.119601121180242]
[null,2220,1.0733328511420422E-4,1.5563273746527491E-4,5.3666642557102104,7.779952264275428,8.557947490702972,26.833321278551054,38.899761321377134,42.789737453514853,53.666642557102108,77.799522642754269,85.579474907029706,{"$f":"Input!$F$21*C2230","v":10.733328511420421},{"$f":"Input!$F$21*D2230","v":15.563273746527491},17.119601121180242]
[null,2225,9.8233388294437246E-5,1.5563273746527491E-4,4.911669414721862,7.779952264275428,8.557947490702972,24.558347073609312,38.899761321377134,42.789737453514853,49.116694147218624,77.799522642754269,85.579474907029706,{"$f":"Input!$F$21*C2235","v":9.8233388294437241},{"$f":"Input!$F$21*D2235","v":15.563273746527491},17.119601121180242]
[null,2228,1.1153323749255818E-4,1.5563273746527491E-4,5.5766618746279084,7.779952264275428,8.557947490702972,27.883309373139543,38.899761321377134,42.789737453514853,55.766618746279086,77.799522642754269,85.579474907029706,{"$f":"Input!$F$21*C2238","v":11.153323749255817},{"$f":"Input!$F$21*D2238","v":15.563273746527491},17.119601121180242]
[null,2229,1.2063313431232515E-4,1.5563273746527491E-4,6.0316567156162577,7.779952264275428,8.557947490702972,30.158283578081285,38.899761321377134,42.789737453514853,60.31656715616257,77.799522642754269,85.579474907029706,{"$f":"Input!$F$21*C2239","v":12.063313431232515},{"$f":"Input!$F$21*D2239","v":15.563273746527491},17.119601121180242]
[null,2232,1.3463297557350504E-4,1.5493274540221596E-4,6.7316487786752521,7.7449602380175468,8.5194562618193022,33.658243893376259,38.724801190087732,42.597281309096509,67.316487786752518,77.449602380175463,85.194562618193018,{"$f":"Input!$F$21*C2242","v":13.463297557350504},{"$f":"Input!$F$21*D2242","v":15.493274540221595},17.042601994243757]
[null,2235,1.5493274540221596E-4,1.5493274540221596E-4,7.7466372701107975,7.7449602380175468,8.5194562618193022,38.733186350553993,38.724801190087732,42.597281309096509,77.466372701107986,77.449602380175463,85.194562618193018,{"$f":"Input!$F$21*C2245","v":15.493274540221595},{"$f":"Input!$F$21*D2245","v":15.493274540221595},17.042601994243757]
[null,2239,1.6333265015892391E-4,1.5493274540221596E-4,8.1666325079461952,7.7449602380175468,8.5194562618193022,40.833162539730978,38.724801190087732,42.597281309096509,81.666325079461956,77.449602380175463,85.194562618193018,{"$f":"Input!$F$21*C2249","v":16.33326501589239},{"$f":"Input!$F$21*D2249","v":15.493274540221595},17.042601994243757]
[null,2242,1.1713317399703015E-4,1.5493274540221596E-4,5.8566586998515078,7.7449602380175468,8.5194562618193022,29.283293499257539,38.724801190087732,42.597281309096509,58.566586998515078,77.449602380175463,85.194562618193018,{"$f":"Input!$F$21*C2252","v":11.713317399703016},{"$f":"Input!$F$21*D2252","v":15.493274540221595},{"$f":"O2252*1.1","v":17.042601994243757}]
[null,2246,8.8433499411611294E-5,1.5493274540221596E-4,4.4216749705805647,7.7449602380175468,8.5194562618193022,22.108374852902823,38.724801190087732,42.597281309096509,44.216749705805647,77.449602380175463,85.194562618193018,{"$f":"Input!$F$21*C2256","v":8.8433499411611294},{"$f":"Input!$F$21*D2256","v":15.493274540221595},17.042601994243757]
[null,2250,9.1233467663847303E-5,1.5493274540221596E-4,4.5616733831923648,7.7449602380175468,8.5194562618193022,22.808366915961827,38.724801190087732,42.597281309096509,45.616733831923653,77.449602380175463,85.194562618193018,{"$f":"Input!$F$21*C2260","v":9.1233467663847296},{"$f":"Input!$F$21*D2260","v":15.493274540221595},17.042601994243757]
[null,2253,1.1503319780785315E-4,1.5493274540221596E-4,5.7516598903926575,7.7449602380175468,8.5194562618193022,28.758299451963289,38.724801190087732,42.597281309096509,57.516598903926578,77.449602380175463,85.194562618193018,{"$f":"Input!$F$21*C2263","v":11.503319780785315},{"$f":"Input!$F$21*D2263","v":15.493274540221595},17.042601994243757]
[null,2254,1.3113301525821005E-4,1.5493274540221596E-4,6.5566507629105031,7.7449602380175468,8.5194562618193022,32.783253814552516,38.724801190087732,42.597281309096509,65.566507629105033,77.449602380175463,85.194562618193018,{"$f":"Input!$F$21*C2264","v":13.113301525821006},{"$f":"Input!$F$21*D2264","v":15.493274540221595},17.042601994243757]
[null,2257,1.4513285651938999E-4,1.5493274540221596E-4,7.2566428259694993,7.7449602380175468,8.5194562618193022,36.283214129847501,38.724801190087732,42.597281309096509,72.566428259695002,77.449602380175463,85.194562618193018,{"$f":"Input!$F$21*C2267","v":14.513285651938999},{"$f":"Input!$F$21*D2267","v":15.493274540221595},17.042601994243757]
[null,2260,1.5563273746527491E-4,1.5493274540221596E-4,7.7816368732637455,7.7449602380175468,8.5194562618193022,38.908184366318729,38.724801190087732,42.597281309096509,77.816368732637457,77.449602380175463,85.194562618193018,{"$f":"Input!$F$21*C2270","v":15.563273746527491},{"$f":"Input!$F$21*D2270","v":15.493274540221595},17.042601994243757]
[null,2264,1.4653284064550798E-4,1.5493274540221596E-4,7.3266420322753989,7.7449602380175468,8.5194562618193022,36.633210161376994,38.724801190087732,42.597281309096509,73.266420322753987,77.449602380175463,85.194562618193018,{"$f":"Input!$F$21*C2274","v":14.653284064550798},{"$f":"Input!$F$21*D2274","v":15.493274540221595},17.042601994243757]
[null,2267,1.1013325336644018E-4,1.5493274540221596E-4,5.5066626683220088,7.7449602380175468,8.5194562618193022,27.533313341610047,38.724801190087732,42.597281309096509,55.066626683220093,77.449602380175463,85.194562618193018,{"$f":"Input!$F$21*C2277","v":11.013325336644018},{"$f":"Input!$F$21*D2277","v":15.493274540221595},17.042601994243757]
[null,2271,7.5833642276549373E-5,1.5493274540221596E-4,3.7916821138274686,7.7449602380175468,8.5194562618193022,18.958410569137342,38.724801190087732,42.597281309096509,37.916821138274685,77.449602380175463,85.194562618193018,{"$f":"Input!$F$21*C2281","v":7.5833642276549371},{"$f":"Input!$F$21*D2281","v":15.493274540221595},17.042601994243757]
[null,2275,7.7233626402667364E-5,1.5493274540221596E-4,3.8616813201333682,7.7449602380175468,8.5194562618193022,19.308406600666842,38.724801190087732,42.597281309096509,38.616813201333684,77.449602380175463,85.194562618193018,{"$f":"Input!$F$21*C2285","v":7.7233626402667364},{"$f":"Input!$F$21*D2285","v":15.493274540221595},17.042601994243757]
[null,2278,1.1643318193397115E-4,1.5423275333915695E-4,5.8216590966985571,7.7099682117596657,8.4809650329356323,29.108295483492785,38.549841058798329,42.404825164678165,58.216590966985571,77.099682117596657,84.80965032935633,{"$f":"Input!$F$21*C2288","v":11.643318193397114},{"$f":"Input!$F$21*D2288","v":15.423275333915695},16.965602867307265]
[null,2279,1.2763305494291509E-4,1.5423275333915695E-4,6.381652747145754,7.7099682117596657,8.4809650329356323,31.908263735728774,38.549841058798329,42.404825164678165,63.816527471457547,77.099682117596657,84.80965032935633,{"$f":"Input!$F$21*C2289","v":12.763305494291508},{"$f":"Input!$F$21*D2289","v":15.423275333915695},16.965602867307265]
[null,2282,1.4443286445633098E-4,1.5423275333915695E-4,7.2216432228165495,7.7099682117596657,8.4809650329356323,36.108216114082744,38.549841058798329,42.404825164678165,72.216432228165488,77.099682117596657,84.80965032935633,{"$f":"Input!$F$21*C2292","v":14.443286445633099},{"$f":"Input!$F$21*D2292","v":15.423275333915695},16.965602867307265]
[null,2285,1.605326819066879E-4,1.5423275333915695E-4,8.0266340953343942,7.7099682117596657,8.4809650329356323,40.133170476671971,38.549841058798329,42.404825164678165,80.266340953343942,77.099682117596657,84.80965032935633,{"$f":"Input!$F$21*C2295","v":16.053268190668788},{"$f":"Input!$F$21*D2295","v":15.423275333915695},16.965602867307265]
[null,2289,1.325329993843281E-4,1.5423275333915695E-4,6.6266499692164045,7.7099682117596657,8.4809650329356323,33.133249846082023,38.549841058798329,42.404825164678165,66.266499692164047,77.099682117596657,84.80965032935633,{"$f":"Input!$F$21*C2299","v":13.253299938432809},{"$f":"Input!$F$21*D2299","v":15.423275333915695},16.965602867307265]
[null,2292,8.7733507348552325E-5,1.5423275333915695E-4,4.3866753674276167,7.7099682117596657,8.4809650329356323,21.933376837138081,38.549841058798329,42.404825164678165,43.866753674276161,77.099682117596657,84.80965032935633,{"$f":"Input!$F$21*C2302","v":8.7733507348552333},{"$f":"Input!$F$21*D2302","v":15.423275333915695},16.965602867307265]
[null,2297,7.3733666087372386E-5,1.5423275333915695E-4,3.6866833043686191,7.7099682117596657,8.4809650329356323,18.433416521843096,38.549841058798329,42.404825164678165,36.866833043686192,77.099682117596657,84.80965032935633,{"$f":"Input!$F$21*C2307","v":7.3733666087372383},{"$f":"Input!$F$21*D2307","v":15.423275333915695},16.965602867307265]
[null,2300,8.003359465490336E-5,1.5423275333915695E-4,4.0016797327451679,7.7099682117596657,8.4809650329356323,20.008398663725838,38.549841058798329,42.404825164678165,40.016797327451677,77.099682117596657,84.80965032935633,{"$f":"Input!$F$21*C2310","v":8.0033594654903357},{"$f":"Input!$F$21*D2310","v":15.423275333915695},16.965602867307265]
[null,2303,1.325329993843281E-4,1.5423275333915695E-4,6.6266499692164045,7.7099682117596657,8.4809650329356323,33.133249846082023,38.549841058798329,42.404825164678165,66.266499692164047,77.099682117596657,84.80965032935633,{"$f":"Input!$F$21*C2313","v":13.253299938432809},{"$f":"Input!$F$21*D2313","v":15.423275333915695},16.965602867307265]
[null,2304,1.4163289620409503E-4,1.5423275333915695E-4,7.0816448102047511,7.7099682117596657,8.4809650329356323,35.408224051023758,38.549841058798329,42.404825164678165,70.816448102047516,77.099682117596657,84.80965032935633,{"$f":"Input!$F$21*C2314","v":14.163289620409502},{"$f":"Input!$F$21*D2314","v":15.423275333915695},16.965602867307265]
[null,2307,1.5983268984362891E-4,1.5423275333915695E-4,7.9916344921814453,7.7099682117596657,8.4809650329356323,39.958172460907228,38.549841058798329,42.404825164678165,79.916344921814456,77.099682117596657,84.80965032935633,{"$f":"Input!$F$21*C2317","v":15.983268984362891},{"$f":"Input!$F$21*D2317","v":15.423275333915695},16.965602867307265]
[null,2310,1.612326739697469E-4,1.5353276127609797E-4,8.0616336984873449,7.6749761855017882,8.4424738040519678,40.308168492436728,38.37488092750894,42.212369020259835,80.616336984873456,76.74976185501788,84.424738040519671,{"$f":"Input!$F$21*C2320","v":16.12326739697469},{"$f":"Input!$F$21*D2320","v":15.353276127609798},16.88860374037078]
[null,2313,1.3743294382574105E-4,1.5353276127609797E-4,6.8716471912870523,7.6749761855017882,8.4424738040519678,34.358235956435266,38.37488092750894,42.212369020259835,68.716471912870531,76.74976185501788,84.424738040519671,{"$f":"Input!$F$21*C2323","v":13.743294382574105},{"$f":"Input!$F$21*D2323","v":15.353276127609798},16.88860374037078]
[null,2318,8.5633531159375325E-5,1.5353276127609797E-4,4.2816765579687663,7.6749761855017882,8.4424738040519678,21.408382789843831,38.37488092750894,42.212369020259835,42.816765579687662,76.74976185501788,84.424738040519671,{"$f":"Input!$F$21*C2328","v":8.5633531159375327},{"$f":"Input!$F$21*D2328","v":15.353276127609798},16.88860374037078]
[null,2322,6.9533713709018426E-5,1.5353276127609797E-4,3.4766856854509212,7.6749761855017882,8.4424738040519678,17.383428427254607,38.37488092750894,42.212369020259835,34.766856854509214,76.74976185501788,84.424738040519671,{"$f":"Input!$F$21*C2332","v":6.9533713709018423},{"$f":"Input!$F$21*D2332","v":15.353276127609798},16.88860374037078]
[null,2325,1.0243334067279125E-4,1.5353276127609797E-4,5.1216670336395627,7.6749761855017882,8.4424738040519678,25.608335168197812,38.37488092750894,42.212369020259835,51.216670336395623,76.74976185501788,84.424738040519671,{"$f":"Input!$F$21*C2335","v":10.243334067279125},{"$f":"Input!$F$21*D2335","v":15.353276127609798},16.88860374037078]
[null,2328,1.4093290414103602E-4,1.5353276127609797E-4,7.0466452070518013,7.6749761855017882,8.4424738040519678,35.233226035259001,38.37488092750894,42.212369020259835,70.466452070518002,76.74976185501788,84.424738040519671,{"$f":"Input!$F$21*C2338","v":14.093290414103603},{"$f":"Input!$F$21*D2338","v":15.353276127609798},16.88860374037078]
[null,2329,1.3883292795185905E-4,1.5353276127609797E-4,6.9416463975929519,7.6749761855017882,8.4424738040519678,34.708231987964759,38.37488092750894,42.212369020259835,69.416463975929517,76.74976185501788,84.424738040519671,{"$f":"Input!$F$21*C2339","v":13.883292795185904},{"$f":"Input!$F$21*D2339","v":15.353276127609798},16.88860374037078]
[null,2332,1.3603295969962304E-4,1.5353276127609797E-4,6.8016479849811518,7.6749761855017882,8.4424738040519678,34.008239924905759,38.37488092750894,42.212369020259835,68.016479849811518,76.74976185501788,84.424738040519671,{"$f":"Input!$F$21*C2342","v":13.603295969962304},{"$f":"Input!$F$21*D2342","v":15.353276127609798},16.88860374037078]
[null,2336,1.4513285651938999E-4,1.5283276921303896E-4,7.2566428259694993,7.6399841592439071,8.4039825751682979,36.283214129847501,38.199920796219537,42.019912875841491,72.566428259695002,76.399841592439074,84.039825751682983,{"$f":"Input!$F$21*C2346","v":14.513285651938999},{"$f":"Input!$F$21*D2346","v":15.283276921303896},16.811604613434287]
[null,2338,9.8933380357496255E-5,1.5283276921303896E-4,4.9466690178748127,7.6399841592439071,8.4039825751682979,24.733345089374065,38.199920796219537,42.019912875841491,49.466690178748131,76.399841592439074,84.039825751682983,{"$f":"Input!$F$21*C2348","v":9.8933380357496254},{"$f":"Input!$F$21*D2348","v":15.283276921303896},16.811604613434287]
[null,2343,7.4433658150431381E-5,1.5283276921303896E-4,3.7216829075215689,7.6399841592439071,8.4039825751682979,18.608414537607846,38.199920796219537,42.019912875841491,37.216829075215692,76.399841592439074,84.039825751682983,{"$f":"Input!$F$21*C2353","v":7.4433658150431379},{"$f":"Input!$F$21*D2353","v":15.283276921303896},16.811604613434287]
[null,2347,7.5833642276549373E-5,1.5283276921303896E-4,3.7916821138274686,7.6399841592439071,8.4039825751682979,18.958410569137342,38.199920796219537,42.019912875841491,37.916821138274685,76.399841592439074,84.039825751682983,{"$f":"Input!$F$21*C2357","v":7.5833642276549371},{"$f":"Input!$F$21*D2357","v":15.283276921303896},16.811604613434287]
[null,2350,1.2273311050150213E-4,1.5283276921303896E-4,6.1366555250751063,7.6399841592439071,8.4039825751682979,30.683277625375535,38.199920796219537,42.019912875841491,61.36655525075107,76.399841592439074,84.039825751682983,{"$f":"Input!$F$21*C2360","v":12.273311050150213},{"$f":"Input!$F$21*D2360","v":15.283276921303896},16.811604613434287]
[null,2353,1.4653284064550798E-4,1.5283276921303896E-4,7.3266420322753989,7.6399841592439071,8.4039825751682979,36.633210161376994,38.199920796219537,42.019912875841491,73.266420322753987,76.399841592439074,84.039825751682983,{"$f":"Input!$F$21*C2363","v":14.653284064550798},{"$f":"Input!$F$21*D2363","v":15.283276921303896},16.811604613434287]
[null,2354,1.5773271365445191E-4,1.5283276921303896E-4,7.8866356827225959,7.6399841592439071,8.4039825751682979,39.433178413612978,38.199920796219537,42.019912875841491,78.866356827225957,76.399841592439074,84.039825751682983,{"$f":"Input!$F$21*C2364","v":15.773271365445192},{"$f":"Input!$F$21*D2364","v":15.283276921303896},16.811604613434287]
[null,2357,1.6543262634810091E-4,1.5283276921303896E-4,8.2716313174050455,7.6399841592439071,8.4039825751682979,41.358156587025228,38.199920796219537,42.019912875841491,82.716313174050455,76.399841592439074,84.039825751682983,{"$f":"Input!$F$21*C2367","v":16.543262634810091},{"$f":"Input!$F$21*D2367","v":15.283276921303896},16.811604613434287]
[null,2363,1.0243334067279125E-4,1.5283276921303896E-4,5.1216670336395627,7.6399841592439071,8.4039825751682979,25.608335168197812,38.199920796219537,42.019912875841491,51.216670336395623,76.399841592439074,84.039825751682983,{"$f":"Input!$F$21*C2373","v":10.243334067279125},{"$f":"Input!$F$21*D2373","v":15.283276921303896},16.811604613434287]
[null,2365,9.5433420042201263E-5,1.5283276921303896E-4,4.7716710021100628,7.6399841592439071,8.4039825751682979,23.858355010550316,38.199920796219537,42.019912875841491,47.716710021100631,76.399841592439074,84.039825751682983,{"$f":"Input!$F$21*C2375","v":9.5433420042201256},{"$f":"Input!$F$21*D2375","v":15.283276921303896},16.811604613434287]
[null,2368,9.1933459726906285E-5,1.5283276921303896E-4,4.5966729863453146,7.6399841592439071,8.4039825751682979,22.98336493172657,38.199920796219537,42.019912875841491,45.966729863453139,76.399841592439074,84.039825751682983,{"$f":"Input!$F$21*C2378","v":9.1933459726906293},{"$f":"Input!$F$21*D2378","v":15.283276921303896},16.811604613434287]
[null,2372,1.1223322955561718E-4,1.5283276921303896E-4,5.6116614777808591,7.6399841592439071,8.4039825751682979,28.058307388904296,38.199920796219537,42.019912875841491,56.116614777808593,76.399841592439074,84.039825751682983,{"$f":"Input!$F$21*C2382","v":11.223322955561718},{"$f":"Input!$F$21*D2382","v":15.283276921303896},16.811604613434287]
[null,2375,1.2483308669067911E-4,1.5213277714997998E-4,6.2416543345339557,7.6049921329860268,8.3654913462846299,31.208271672669778,38.024960664930134,41.827456731423148,62.416543345339555,76.049921329860268,83.654913462846295,{"$f":"Input!$F$21*C2385","v":12.483308669067911},{"$f":"Input!$F$21*D2385","v":15.213277714997998},16.734605486497799]
[null,2378,1.2483308669067911E-4,1.5213277714997998E-4,6.2416543345339557,7.6049921329860268,8.3654913462846299,31.208271672669778,38.024960664930134,41.827456731423148,62.416543345339555,76.049921329860268,83.654913462846295,{"$f":"Input!$F$21*C2388","v":12.483308669067911},{"$f":"Input!$F$21*D2388","v":15.213277714997998},16.734605486497799]
[null,2379,1.2343310256456111E-4,1.5213277714997998E-4,6.1716551282280561,7.6049921329860268,8.3654913462846299,30.858275641140278,38.024960664930134,41.827456731423148,61.716551282280555,76.049921329860268,83.654913462846295,{"$f":"Input!$F$21*C2389","v":12.343310256456112},{"$f":"Input!$F$21*D2389","v":15.213277714997998},16.734605486497799]
[null,2384,1.2343310256456111E-4,1.5213277714997998E-4,6.1716551282280561,7.6049921329860268,8.3654913462846299,30.858275641140278,38.024960664930134,41.827456731423148,61.716551282280555,76.049921329860268,83.654913462846295,{"$f":"Input!$F$21*C2394","v":12.343310256456112},{"$f":"Input!$F$21*D2394","v":15.213277714997998},16.734605486497799]
[null,2387,1.0663329305114521E-4,1.5213277714997998E-4,5.3316646525572606,7.6049921329860268,8.3654913462846299,26.6583232627863,38.024960664930134,41.827456731423148,53.316646525572601,76.049921329860268,83.654913462846295,{"$f":"Input!$F$21*C2397","v":10.663329305114521},{"$f":"Input!$F$21*D2397","v":15.213277714997998},16.734605486497799]
[null,2390,9.6133412105260259E-5,1.5213277714997998E-4,4.8066706052630126,7.6049921329860268,8.3654913462846299,24.033353026315066,38.024960664930134,41.827456731423148,48.066706052630131,76.049921329860268,83.654913462846295,{"$f":"Input!$F$21*C2400","v":9.6133412105260252},{"$f":"Input!$F$21*D2400","v":15.213277714997998},16.734605486497799]
[null,2393,1.0453331686196822E-4,1.5213277714997998E-4,5.2266658430984112,7.6049921329860268,8.3654913462846299,26.133329215492054,38.024960664930134,41.827456731423148,52.266658430984108,76.049921329860268,83.654913462846295,{"$f":"Input!$F$21*C2403","v":10.453331686196822},{"$f":"Input!$F$21*D2403","v":15.213277714997998},16.734605486497799]
[null,2397,1.2973303113209209E-4,1.5213277714997998E-4,6.4866515566046044,7.6049921329860268,8.3654913462846299,32.433257783023024,38.024960664930134,41.827456731423148,64.866515566046047,76.049921329860268,83.654913462846295,{"$f":"Input!$F$21*C2407","v":12.973303113209209},{"$f":"Input!$F$21*D2407","v":15.213277714997998},16.734605486497799]
[null,2400,1.4023291207797704E-4,1.5213277714997998E-4,7.0116456038988515,7.6049921329860268,8.3654913462846299,35.058228019494258,38.024960664930134,41.827456731423148,70.116456038988517,76.049921329860268,83.654913462846295,{"$f":"Input!$F$21*C2410","v":14.023291207797703},{"$f":"Input!$F$21*D2410","v":15.213277714997998},16.734605486497799]
[null,2401,1.3883292795185905E-4,1.5213277714997998E-4,6.9416463975929519,7.6049921329860268,8.3654913462846299,34.708231987964759,38.024960664930134,41.827456731423148,69.416463975929517,76.049921329860268,83.654913462846295,{"$f":"Input!$F$21*C2411","v":13.883292795185904},{"$f":"Input!$F$21*D2411","v":15.213277714997998},16.734605486497799]
[null,2404,1.3323299144738705E-4,1.5213277714997998E-4,6.6616495723693525,7.6049921329860268,8.3654913462846299,33.308247861846766,38.024960664930134,41.827456731423148,66.616495723693532,76.049921329860268,83.654913462846295,{"$f":"Input!$F$21*C2414","v":13.323299144738705},{"$f":"Input!$F$21*D2414","v":15.213277714997998},16.734605486497799]
[null,2409,1.2063313431232515E-4,1.5213277714997998E-4,6.0316567156162577,7.6049921329860268,8.3654913462846299,30.158283578081285,38.024960664930134,41.827456731423148,60.31656715616257,76.049921329860268,83.654913462846295,{"$f":"Input!$F$21*C2419","v":12.063313431232515},{"$f":"Input!$F$21*D2419","v":15.213277714997998},16.734605486497799]
[null,2412,9.6833404168319254E-5,1.5143278508692097E-4,4.8416702084159624,7.5700001067281457,8.3270001174009618,24.208351042079812,37.850000533640731,41.635000587004811,48.416702084159624,75.700001067281462,83.270001174009622,{"$f":"Input!$F$21*C2422","v":9.6833404168319248},{"$f":"Input!$F$21*D2422","v":15.143278508692097},16.657606359561306]
[null,2415,9.6833404168319254E-5,1.5143278508692097E-4,4.8416702084159624,7.5700001067281457,8.3270001174009618,24.208351042079812,37.850000533640731,41.635000587004811,48.416702084159624,75.700001067281462,83.270001174009622,{"$f":"Input!$F$21*C2425","v":9.6833404168319248},{"$f":"Input!$F$21*D2425","v":15.143278508692097},16.657606359561306]
[null,2418,9.6833404168319254E-5,1.5143278508692097E-4,4.8416702084159624,7.5700001067281457,8.3270001174009618,24.208351042079812,37.850000533640731,41.635000587004811,48.416702084159624,75.700001067281462,83.270001174009622,{"$f":"Input!$F$21*C2428","v":9.6833404168319248},{"$f":"Input!$F$21*D2428","v":15.143278508692097},16.657606359561306]
[null,2422,1.2553307875373812E-4,1.5143278508692097E-4,6.2766539376869055,7.5700001067281457,8.3270001174009618,31.383269688434527,37.850000533640731,41.635000587004811,62.766539376869055,75.700001067281462,83.270001174009622,{"$f":"Input!$F$21*C2432","v":12.553307875373811},{"$f":"Input!$F$21*D2432","v":15.143278508692097},16.657606359561306]
[null,2425,1.2973303113209209E-4,1.5143278508692097E-4,6.4866515566046044,7.5700001067281457,8.3270001174009618,32.433257783023024,37.850000533640731,41.635000587004811,64.866515566046047,75.700001067281462,83.270001174009622,{"$f":"Input!$F$21*C2435","v":12.973303113209209},{"$f":"Input!$F$21*D2435","v":15.143278508692097},16.657606359561306]
[null,2426,1.2693306287985611E-4,1.5143278508692097E-4,6.3466531439928051,7.5700001067281457,8.3270001174009618,31.733265719964027,37.850000533640731,41.635000587004811,63.466531439928055,75.700001067281462,83.270001174009622,{"$f":"Input!$F$21*C2436","v":12.69330628798561},{"$f":"Input!$F$21*D2436","v":15.143278508692097},16.657606359561306]
[null,2430,1.3463297557350504E-4,1.5143278508692097E-4,6.7316487786752521,7.5700001067281457,8.3270001174009618,33.658243893376259,37.850000533640731,41.635000587004811,67.316487786752518,75.700001067281462,83.270001174009622,{"$f":"Input!$F$21*C2440","v":13.463297557350504},{"$f":"Input!$F$21*D2440","v":15.143278508692097},16.657606359561306]
[null,2433,1.2063313431232515E-4,1.5143278508692097E-4,{"$f":"$E$9*C2443","v":6.0316567156162577},7.5700001067281457,{"$f":"F2443*1.1","v":8.3270001174009618},{"$f":"$H$9*C2443","v":30.158283578081285},37.850000533640731,{"$f":"I2443*1.1","v":41.635000587004811},{"$f":"$K$9*C2443","v":60.31656715616257},75.700001067281462,{"$f":"L2443*1.1","v":83.270001174009622},{"$f":"Input!$F$21*C2443","v":12.063313431232515},{"$f":"Input!$F$21*D2443","v":15.143278508692097},16.657606359561306]
[null,2437,1.0523330892502722E-4,1.5143278508692097E-4,5.261665446251361,7.5700001067281457,8.3270001174009618,26.308327231256804,37.850000533640731,41.635000587004811,52.616654462513608,75.700001067281462,83.270001174009622,{"$f":"Input!$F$21*C2447","v":10.523330892502722},{"$f":"Input!$F$21*D2447","v":15.143278508692097},16.657606359561306]
[null,2440,9.8233388294437246E-5,1.5143278508692097E-4,4.911669414721862,7.5700001067281457,8.3270001174009618,24.558347073609312,37.850000533640731,41.635000587004811,49.116694147218624,75.700001067281462,83.270001174009622,{"$f":"Input!$F$21*C2450","v":9.8233388294437241},{"$f":"Input!$F$21*D2450","v":15.143278508692097},16.657606359561306]
[null,2444,1.2343310256456111E-4,1.5143278508692097E-4,6.1716551282280561,7.5700001067281457,8.3270001174009618,30.858275641140278,37.850000533640731,41.635000587004811,61.716551282280555,75.700001067281462,83.270001174009622,{"$f":"Input!$F$21*C2454","v":12.343310256456112},{"$f":"Input!$F$21*D2454","v":15.143278508692097},16.657606359561306]
[null,2447,1.591326977805699E-4,1.5143278508692097E-4,7.9566348890284955,7.5700001067281457,8.3270001174009618,39.783174445142478,37.850000533640731,41.635000587004811,79.566348890284956,75.700001067281462,83.270001174009622,{"$f":"Input!$F$21*C2457","v":15.913269778056991},{"$f":"Input!$F$21*D2457","v":15.143278508692097},16.657606359561306]
[null,2450,1.6333265015892391E-4,1.5073279302386196E-4,8.1666325079461952,7.5350080804702664,8.2885088885172937,40.833162539730978,37.675040402351335,41.442544442586474,81.666325079461956,75.350080804702671,82.885088885172948,{"$f":"Input!$F$21*C2460","v":16.33326501589239},{"$f":"Input!$F$21*D2460","v":15.073279302386196},16.580607232624818]
[null,2451,1.7383253110480885E-4,1.5073279302386196E-4,8.6916265552404433,7.5350080804702664,8.2885088885172937,43.458132776202213,37.675040402351335,41.442544442586474,86.916265552404425,75.350080804702671,82.885088885172948,{"$f":"Input!$F$21*C2461","v":17.383253110480887},{"$f":"Input!$F$21*D2461","v":15.073279302386196},16.580607232624818]
[null,2455,1.6753260253727788E-4,1.5073279302386196E-4,8.3766301268638941,7.5350080804702664,8.2885088885172937,41.88315063431947,37.675040402351335,41.442544442586474,83.766301268638941,75.350080804702671,82.885088885172948,{"$f":"Input!$F$21*C2465","v":16.753260253727788},{"$f":"Input!$F$21*D2465","v":15.073279302386196},16.580607232624818]
[null,2458,1.2553307875373812E-4,1.5073279302386196E-4,6.2766539376869055,7.5350080804702664,8.2885088885172937,31.383269688434527,37.675040402351335,41.442544442586474,62.766539376869055,75.350080804702671,82.885088885172948,{"$f":"Input!$F$21*C2468","v":12.553307875373811},{"$f":"Input!$F$21*D2468","v":15.073279302386196},16.580607232624818]
[null,2462,1.1503319780785315E-4,1.5073279302386196E-4,5.7516598903926575,7.5350080804702664,8.2885088885172937,28.758299451963289,37.675040402351335,41.442544442586474,57.516598903926578,75.350080804702671,82.885088885172948,{"$f":"Input!$F$21*C2472","v":11.503319780785315},{"$f":"Input!$F$21*D2472","v":15.073279302386196},16.580607232624818]
[null,2465,1.2063313431232515E-4,1.5073279302386196E-4,6.0316567156162577,7.5350080804702664,8.2885088885172937,30.158283578081285,37.675040402351335,41.442544442586474,60.31656715616257,75.350080804702671,82.885088885172948,{"$f":"Input!$F$21*C2475","v":12.063313431232515},{"$f":"Input!$F$21*D2475","v":15.073279302386196},16.580607232624818]
[null,2469,1.4303288033021302E-4,1.5073279302386196E-4,7.1516440165106507,7.5350080804702664,8.2885088885172937,35.758220082553258,37.675040402351335,41.442544442586474,71.516440165106516,75.350080804702671,82.885088885172948,{"$f":"Input!$F$21*C2479","v":14.303288033021301},{"$f":"Input!$F$21*D2479","v":15.073279302386196},16.580607232624818]
[null,2472,1.6963257872645488E-4,1.5073279302386196E-4,8.4816289363227444,7.5350080804702664,8.2885088885172937,42.40814468161372,37.675040402351335,41.442544442586474,84.81628936322744,75.350080804702671,82.885088885172948,{"$f":"Input!$F$21*C2482","v":16.963257872645489},{"$f":"Input!$F$21*D2482","v":15.073279302386196},16.580607232624818]
[null,2475,1.7733249142010382E-4,1.5073279302386196E-4,8.8666245710051914,7.5350080804702664,8.2885088885172937,44.333122855025955,37.675040402351335,41.442544442586474,88.666245710051911,75.350080804702671,82.885088885172948,{"$f":"Input!$F$21*C2485","v":17.733249142010383},{"$f":"Input!$F$21*D2485","v":15.073279302386196},16.580607232624818]
[null,2476,1.7873247554622181E-4,1.5073279302386196E-4,8.936623777311091,7.5350080804702664,8.2885088885172937,44.683118886555455,37.675040402351335,41.442544442586474,89.36623777311091,75.350080804702671,82.885088885172948,{"$f":"Input!$F$21*C2486","v":17.873247554622182},{"$f":"Input!$F$21*D2486","v":15.073279302386196},16.580607232624818]
[null,2480,1.6613261841115989E-4,1.5073279302386196E-4,8.3066309205579945,7.5350080804702664,8.2885088885172937,41.533154602789971,37.675040402351335,41.442544442586474,83.066309205579941,75.350080804702671,82.885088885172948,{"$f":"Input!$F$21*C2490","v":16.613261841115989},{"$f":"Input!$F$21*D2490","v":15.073279302386196},16.580607232624818]
[null,2483,1.262330708167971E-4,1.5073279302386196E-4,6.3116535408398544,7.5350080804702664,8.2885088885172937,31.558267704199274,37.675040402351335,41.442544442586474,63.116535408398548,75.350080804702671,82.885088885172948,{"$f":"Input!$F$21*C2493","v":12.623307081679709},{"$f":"Input!$F$21*D2493","v":15.073279302386196},16.580607232624818]
[null,2487,1.4933280889774397E-4,1.5073279302386196E-4,7.4666404448871981,7.5350080804702664,8.2885088885172937,37.333202224435993,37.675040402351335,41.442544442586474,74.666404448871987,75.350080804702671,82.885088885172948,{"$f":"Input!$F$21*C2497","v":14.933280889774396},{"$f":"Input!$F$21*D2497","v":15.073279302386196},16.580607232624818]
[null,2490,1.4793282477162597E-4,1.5003280096080297E-4,7.3966412385812985,7.5000160542123862,8.2500176596336257,36.983206192906493,37.500080271061933,41.25008829816813,73.966412385812987,75.000160542123865,82.50017659633626,{"$f":"Input!$F$21*C2500","v":14.793282477162597},{"$f":"Input!$F$21*D2500","v":15.003280096080298},16.503608105688329]
[null,2494,1.4793282477162597E-4,1.5003280096080297E-4,7.3966412385812985,7.5000160542123862,8.2500176596336257,36.983206192906493,37.500080271061933,41.25008829816813,73.966412385812987,75.000160542123865,82.50017659633626,{"$f":"Input!$F$21*C2504","v":14.793282477162597},{"$f":"Input!$F$21*D2504","v":15.003280096080298},16.503608105688329]
[null,2497,1.6333265015892391E-4,1.5003280096080297E-4,{"$f":"$E$9*C2507","v":8.1666325079461952},7.5000160542123862,{"$f":"F2507*1.1","v":8.2500176596336257},{"$f":"$H$9*C2507","v":40.833162539730978},37.500080271061933,{"$f":"I2507*1.1","v":41.25008829816813},{"$f":"$K$9*C2507","v":81.666325079461956},75.000160542123865,{"$f":"L2507*1.1","v":82.50017659633626},{"$f":"Input!$F$21*C2507","v":16.33326501589239},{"$f":"Input!$F$21*D2507","v":15.003280096080298},16.503608105688329]
[null,2501,1.8993234855516577E-4,1.5003280096080297E-4,9.496617427758288,7.5000160542123862,8.2500176596336257,47.48308713879144,37.500080271061933,41.25008829816813,94.96617427758288,75.000160542123865,82.50017659633626,{"$f":"Input!$F$21*C2511","v":18.993234855516576},{"$f":"Input!$F$21*D2511","v":15.003280096080298},16.503608105688329]
[null,2502,1.9133233268128376E-4,1.5003280096080297E-4,9.5666166340641876,7.5000160542123862,8.2500176596336257,47.83308317032094,37.500080271061933,41.25008829816813,95.66616634064188,75.000160542123865,82.50017659633626,{"$f":"Input!$F$21*C2512","v":19.133233268128375},{"$f":"Input!$F$21*D2512","v":15.003280096080298},16.503608105688329]
[null,2505,1.6193266603280591E-4,1.5003280096080297E-4,8.0966333016402956,7.5000160542123862,8.2500176596336257,40.483166508201478,37.500080271061933,41.25008829816813,80.966333016402956,75.000160542123865,82.50017659633626,{"$f":"Input!$F$21*C2515","v":16.193266603280591},{"$f":"Input!$F$21*D2515","v":15.003280096080298},16.503608105688329]
[null,2509,1.262330708167971E-4,1.5003280096080297E-4,6.3116535408398544,7.5000160542123862,8.2500176596336257,31.558267704199274,37.500080271061933,41.25008829816813,63.116535408398548,75.000160542123865,82.50017659633626,{"$f":"Input!$F$21*C2519","v":12.623307081679709},{"$f":"Input!$F$21*D2519","v":15.003280096080298},16.503608105688329]
[null,2512,1.2133312637538414E-4,1.5003280096080297E-4,6.0666563187692066,7.5000160542123862,8.2500176596336257,30.333281593846035,37.500080271061933,41.25008829816813,60.66656318769207,75.000160542123865,82.50017659633626,{"$f":"Input!$F$21*C2522","v":12.133312637538413},{"$f":"Input!$F$21*D2522","v":15.003280096080298},16.503608105688329]
[null,2515,1.1643318193397115E-4,1.5003280096080297E-4,5.8216590966985571,7.5000160542123862,8.2500176596336257,29.108295483492785,37.500080271061933,41.25008829816813,58.216590966985571,75.000160542123865,82.50017659633626,{"$f":"Input!$F$21*C2525","v":11.643318193397114},{"$f":"Input!$F$21*D2525","v":15.003280096080298},16.503608105688329]
[null,2519,1.5563273746527491E-4,1.5003280096080297E-4,7.7816368732637455,7.5000160542123862,8.2500176596336257,38.908184366318729,37.500080271061933,41.25008829816813,77.816368732637457,75.000160542123865,82.50017659633626,{"$f":"Input!$F$21*C2529","v":15.563273746527491},{"$f":"Input!$F$21*D2529","v":15.003280096080298},16.503608105688329]
[null,2522,1.5633272952833395E-4,1.5003280096080297E-4,7.8166364764166971,7.5000160542123862,8.2500176596336257,39.083182382083486,37.500080271061933,41.25008829816813,78.166364764166971,75.000160542123865,82.50017659633626,{"$f":"Input!$F$21*C2532","v":15.633272952833394},{"$f":"Input!$F$21*D2532","v":15.003280096080298},16.503608105688329]
[null,2526,1.7383253110480885E-4,1.4933280889774397E-4,8.6916265552404433,7.465024027954505,8.2115264307499558,43.458132776202213,37.325120139772523,41.057632153749779,86.916265552404425,74.650240279545045,82.115264307499558,{"$f":"Input!$F$21*C2536","v":17.383253110480887},{"$f":"Input!$F$21*D2536","v":14.933280889774396},16.426608978751837]
[null,2527,1.6403264222198289E-4,1.4933280889774397E-4,8.2016321110991441,7.465024027954505,8.2115264307499558,41.008160555495721,37.325120139772523,41.057632153749779,82.016321110991441,74.650240279545045,82.115264307499558,{"$f":"Input!$F$21*C2537","v":16.403264222198288},{"$f":"Input!$F$21*D2537","v":14.933280889774396},16.426608978751837]
[null,2530,1.2203311843844312E-4,1.4933280889774397E-4,6.1016559219221564,7.465024027954505,8.2115264307499558,30.508279609610781,37.325120139772523,41.057632153749779,61.016559219221563,74.650240279545045,82.115264307499558,{"$f":"Input!$F$21*C2540","v":12.203311843844313},{"$f":"Input!$F$21*D2540","v":14.933280889774396},16.426608978751837]
[null,2534,1.1013325336644018E-4,1.4933280889774397E-4,5.5066626683220088,7.465024027954505,8.2115264307499558,27.533313341610047,37.325120139772523,41.057632153749779,55.066626683220093,74.650240279545045,82.115264307499558,{"$f":"Input!$F$21*C2544","v":11.013325336644018},{"$f":"Input!$F$21*D2544","v":14.933280889774396},16.426608978751837]
[null,2537,1.1223322955561718E-4,1.4933280889774397E-4,5.6116614777808591,7.465024027954505,8.2115264307499558,28.058307388904296,37.325120139772523,41.057632153749779,56.116614777808593,74.650240279545045,82.115264307499558,{"$f":"Input!$F$21*C2547","v":11.223322955561718},{"$f":"Input!$F$21*D2547","v":14.933280889774396},16.426608978751837]
[null,2540,1.2203311843844312E-4,1.4933280889774397E-4,6.1016559219221564,7.465024027954505,8.2115264307499558,30.508279609610781,37.325120139772523,41.057632153749779,61.016559219221563,74.650240279545045,82.115264307499558,{"$f":"Input!$F$21*C2550","v":12.203311843844313},{"$f":"Input!$F$21*D2550","v":14.933280889774396},16.426608978751837]
[null,2544,1.4653284064550798E-4,1.4933280889774397E-4,7.3266420322753989,7.465024027954505,8.2115264307499558,36.633210161376994,37.325120139772523,41.057632153749779,73.266420322753987,74.650240279545045,82.115264307499558,{"$f":"Input!$F$21*C2554","v":14.653284064550798},{"$f":"Input!$F$21*D2554","v":14.933280889774396},16.426608978751837]
[null,2547,1.3603295969962304E-4,1.4933280889774397E-4,6.8016479849811518,7.465024027954505,8.2115264307499558,34.008239924905759,37.325120139772523,41.057632153749779,68.016479849811518,74.650240279545045,82.115264307499558,{"$f":"Input!$F$21*C2557","v":13.603295969962304},{"$f":"Input!$F$21*D2557","v":14.933280889774396},16.426608978751837]
[null,2551,1.4373287239327203E-4,1.4863281683468498E-4,7.1866436196636014,7.4300320016966257,8.1730352018662895,35.933218098318008,37.150160008483127,40.865176009331442,71.866436196636016,74.300320016966253,81.730352018662884,{"$f":"Input!$F$21*C2561","v":14.373287239327203},{"$f":"Input!$F$21*D2561","v":14.863281683468498},16.349609851815348]
[null,2552,1.3883292795185905E-4,1.4863281683468498E-4,6.9416463975929519,7.4300320016966257,8.1730352018662895,34.708231987964759,37.150160008483127,40.865176009331442,69.416463975929517,74.300320016966253,81.730352018662884,{"$f":"Input!$F$21*C2562","v":13.883292795185904},{"$f":"Input!$F$21*D2562","v":14.863281683468498},16.349609851815348]
[null,2555,1.2763305494291509E-4,1.4863281683468498E-4,6.381652747145754,7.4300320016966257,8.1730352018662895,31.908263735728774,37.150160008483127,40.865176009331442,63.816527471457547,74.300320016966253,81.730352018662884,{"$f":"Input!$F$21*C2565","v":12.763305494291508},{"$f":"Input!$F$21*D2565","v":14.863281683468498},16.349609851815348]
[null,2559,1.1503319780785315E-4,1.4863281683468498E-4,5.7516598903926575,7.4300320016966257,8.1730352018662895,28.758299451963289,37.150160008483127,40.865176009331442,57.516598903926578,74.300320016966253,81.730352018662884,{"$f":"Input!$F$21*C2569","v":11.503319780785315},{"$f":"Input!$F$21*D2569","v":14.863281683468498},16.349609851815348]
[null,2562,1.3393298351044606E-4,1.4863281683468498E-4,6.6966491755223032,7.4300320016966257,8.1730352018662895,33.483245877611516,37.150160008483127,40.865176009331442,66.966491755223032,74.300320016966253,81.730352018662884,{"$f":"Input!$F$21*C2572","v":13.393298351044606},{"$f":"Input!$F$21*D2572","v":14.863281683468498},{"$f":"O2572*1.1","v":16.349609851815348}]
[null,2565,1.3813293588880004E-4,1.4863281683468498E-4,6.9066467944400021,7.4300320016966257,8.1730352018662895,34.533233972200009,37.150160008483127,40.865176009331442,69.066467944400017,74.300320016966253,81.730352018662884,{"$f":"Input!$F$21*C2575","v":13.813293588880004},{"$f":"Input!$F$21*D2575","v":14.863281683468498},16.349609851815348]
[null,2569,1.5003280096080297E-4,1.4863281683468498E-4,7.5016400480401488,7.4300320016966257,8.1730352018662895,37.508200240200743,37.150160008483127,40.865176009331442,75.016400480401487,74.300320016966253,81.730352018662884,{"$f":"Input!$F$21*C2579","v":15.003280096080298},{"$f":"Input!$F$21*D2579","v":14.863281683468498},16.349609851815348]
[null,2572,1.6753260253727788E-4,1.4793282477162597E-4,8.3766301268638941,7.3950399754387464,8.1345439729826214,41.88315063431947,36.975199877193731,40.672719864913105,83.766301268638941,73.950399754387462,81.345439729826211,{"$f":"Input!$F$21*C2582","v":16.753260253727788},{"$f":"Input!$F$21*D2582","v":14.793282477162597},16.272610724878859]
[null,2574,1.689325866633959E-4,1.4793282477162597E-4,8.4466293331697955,7.3950399754387464,8.1345439729826214,42.233146665848977,36.975199877193731,40.672719864913105,84.466293331697955,73.950399754387462,81.345439729826211,{"$f":"Input!$F$21*C2584","v":16.893258666339591},{"$f":"Input!$F$21*D2584","v":14.793282477162597},16.272610724878859]
[null,2577,1.3883292795185905E-4,1.4793282477162597E-4,6.9416463975929519,7.3950399754387464,8.1345439729826214,34.708231987964759,36.975199877193731,40.672719864913105,69.416463975929517,73.950399754387462,81.345439729826211,{"$f":"Input!$F$21*C2587","v":13.883292795185904},{"$f":"Input!$F$21*D2587","v":14.793282477162597},16.272610724878859]
[null,2580,1.1433320574479419E-4,1.4793282477162597E-4,5.7166602872397094,7.3950399754387464,8.1345439729826214,28.583301436198546,36.975199877193731,40.672719864913105,57.166602872397092,73.950399754387462,81.345439729826211,{"$f":"Input!$F$21*C2590","v":11.433320574479419},{"$f":"Input!$F$21*D2590","v":14.793282477162597},16.272610724878859]
[null,2584,9.0533475600788294E-5,1.4793282477162597E-4,4.526673780039415,7.3950399754387464,8.1345439729826214,22.633368900197073,36.975199877193731,40.672719864913105,45.266737800394147,73.950399754387462,81.345439729826211,{"$f":"Input!$F$21*C2594","v":9.05334756007883},{"$f":"Input!$F$21*D2594","v":14.793282477162597},16.272610724878859]
[null,2587,9.1933459726906285E-5,1.4793282477162597E-4,4.5966729863453146,7.3950399754387464,8.1345439729826214,22.98336493172657,36.975199877193731,40.672719864913105,45.966729863453139,73.950399754387462,81.345439729826211,{"$f":"Input!$F$21*C2597","v":9.1933459726906293},{"$f":"Input!$F$21*D2597","v":14.793282477162597},16.272610724878859]
[null,2590,1.283330470059741E-4,1.4793282477162597E-4,6.4166523502987047,7.3950399754387464,8.1345439729826214,32.083261751493524,36.975199877193731,40.672719864913105,64.166523502987047,73.950399754387462,81.345439729826211,{"$f":"Input!$F$21*C2600","v":12.833304700597409},{"$f":"Input!$F$21*D2600","v":14.793282477162597},16.272610724878859]
[null,2593,1.4933280889774397E-4,1.4793282477162597E-4,7.4666404448871981,7.3950399754387464,8.1345439729826214,37.333202224435993,36.975199877193731,40.672719864913105,74.666404448871987,73.950399754387462,81.345439729826211,{"$f":"Input!$F$21*C2603","v":14.933280889774396},{"$f":"Input!$F$21*D2603","v":14.793282477162597},16.272610724878859]
[null,2598,1.2693306287985611E-4,1.4793282477162597E-4,6.3466531439928051,7.3950399754387464,8.1345439729826214,31.733265719964027,36.975199877193731,40.672719864913105,63.466531439928055,73.950399754387462,81.345439729826211,{"$f":"Input!$F$21*C2608","v":12.69330628798561},{"$f":"Input!$F$21*D2608","v":14.793282477162597},16.272610724878859]
[null,2599,1.241330946276201E-4,1.4793282477162597E-4,6.206654731381005,7.3950399754387464,8.1345439729826214,31.033273656905024,36.975199877193731,40.672719864913105,62.066547313810048,73.950399754387462,81.345439729826211,{"$f":"Input!$F$21*C2609","v":12.41330946276201},{"$f":"Input!$F$21*D2609","v":14.793282477162597},16.272610724878859]
[null,2602,9.4033435916083286E-5,1.4793282477162597E-4,4.7016717958041641,7.3950399754387464,8.1345439729826214,23.508358979020823,36.975199877193731,40.672719864913105,47.016717958041646,73.950399754387462,81.345439729826211,{"$f":"Input!$F$21*C2612","v":9.4033435916083281},{"$f":"Input!$F$21*D2612","v":14.793282477162597},16.272610724878859]
[null,2605,7.0233705772077408E-5,1.4723283270856699E-4,3.5116852886038705,7.3600479491808661,8.0960527440989534,17.558426443019354,36.800239745904328,40.480263720494762,35.116852886038707,73.600479491808656,80.960527440989523,{"$f":"Input!$F$21*C2615","v":7.0233705772077411},{"$f":"Input!$F$21*D2615","v":14.723283270856699},16.195611597942371]
[null,2609,5.4833880384779504E-5,1.4723283270856699E-4,2.7416940192389752,7.3600479491808661,8.0960527440989534,13.708470096194876,36.800239745904328,40.480263720494762,27.416940192389752,73.600479491808656,80.960527440989523,{"$f":"Input!$F$21*C2619","v":5.4833880384779503},{"$f":"Input!$F$21*D2619","v":14.723283270856699},16.195611597942371]
[null,2612,7.2333681961254408E-5,1.4723283270856699E-4,3.6166840980627204,7.3600479491808661,8.0960527440989534,18.083420490313603,36.800239745904328,40.480263720494762,36.166840980627207,73.600479491808656,80.960527440989523,{"$f":"Input!$F$21*C2622","v":7.2333681961254408},{"$f":"Input!$F$21*D2622","v":14.723283270856699},16.195611597942371]
[null,2614,9.4033435916083286E-5,1.4723283270856699E-4,4.7016717958041641,7.3600479491808661,8.0960527440989534,23.508358979020823,36.800239745904328,40.480263720494762,47.016717958041646,73.600479491808656,80.960527440989523,{"$f":"Input!$F$21*C2624","v":9.4033435916083281},{"$f":"Input!$F$21*D2624","v":14.723283270856699},16.195611597942371]
[null,2620,1.0663329305114521E-4,1.4723283270856699E-4,5.3316646525572606,7.3600479491808661,8.0960527440989534,26.6583232627863,36.800239745904328,40.480263720494762,53.316646525572601,73.600479491808656,80.960527440989523,{"$f":"Input!$F$21*C2630","v":10.663329305114521},{"$f":"Input!$F$21*D2630","v":14.723283270856699},16.195611597942371]
[null,2623,1.0943326130338119E-4,1.4723283270856699E-4,5.4716630651690599,7.3600479491808661,8.0960527440989534,27.358315325845297,36.800239745904328,40.480263720494762,54.716630651690593,73.600479491808656,80.960527440989523,{"$f":"Input!$F$21*C2633","v":10.94332613033812},{"$f":"Input!$F$21*D2633","v":14.723283270856699},16.195611597942371]
[null,2624,1.1363321368173518E-4,1.4723283270856699E-4,5.6816606840867587,7.3600479491808661,8.0960527440989534,28.408303420433793,36.800239745904328,40.480263720494762,56.816606840867586,73.600479491808656,80.960527440989523,{"$f":"Input!$F$21*C2634","v":11.363321368173517},{"$f":"Input!$F$21*D2634","v":14.723283270856699},16.195611597942371]
[null,2627,9.6833404168319254E-5,1.4723283270856699E-4,4.8416702084159624,7.3600479491808661,8.0960527440989534,24.208351042079812,36.800239745904328,40.480263720494762,48.416702084159624,73.600479491808656,80.960527440989523,{"$f":"Input!$F$21*C2637","v":9.6833404168319248},{"$f":"Input!$F$21*D2637","v":14.723283270856699},16.195611597942371]
[null,2630,9.2633451789965294E-5,1.4723283270856699E-4,4.6316725894982644,7.3600479491808661,8.0960527440989534,23.158362947491323,36.800239745904328,40.480263720494762,46.316725894982646,73.600479491808656,80.960527440989523,{"$f":"Input!$F$21*C2640","v":9.2633451789965289},{"$f":"Input!$F$21*D2640","v":14.723283270856699},16.195611597942371]
[null,2634,7.3733666087372386E-5,1.4723283270856699E-4,3.6866833043686191,7.3600479491808661,8.0960527440989534,18.433416521843096,36.800239745904328,40.480263720494762,36.866833043686192,73.600479491808656,80.960527440989523,{"$f":"Input!$F$21*C2644","v":7.3733666087372383},{"$f":"Input!$F$21*D2644","v":14.723283270856699},16.195611597942371]
[null,2637,8.7733507348552325E-5,1.4723283270856699E-4,4.3866753674276167,7.3600479491808661,8.0960527440989534,21.933376837138081,36.800239745904328,40.480263720494762,43.866753674276161,73.600479491808656,80.960527440989523,{"$f":"Input!$F$21*C2647","v":8.7733507348552333},{"$f":"Input!$F$21*D2647","v":14.723283270856699},16.195611597942371]
[null,2639,1.0803327717726321E-4,1.4723283270856699E-4,5.4016638588631603,7.3600479491808661,8.0960527440989534,27.008319294315804,36.800239745904328,40.480263720494762,54.016638588631608,73.600479491808656,80.960527440989523,{"$f":"Input!$F$21*C2649","v":10.803327717726321},{"$f":"Input!$F$21*D2649","v":14.723283270856699},16.195611597942371]
[null,2645,1.1783316606008915E-4,1.4653284064550798E-4,5.8916583030044576,7.325055922922985,8.0575615152152835,29.458291515022289,36.625279614614925,40.287807576076418,58.916583030044578,73.25055922922985,80.575615152152835,{"$f":"Input!$F$21*C2655","v":11.783316606008915},{"$f":"Input!$F$21*D2655","v":14.653284064550798},16.118612471005878]
[null,2648,1.1083324542949919E-4,1.4653284064550798E-4,5.5416622714749595,7.325055922922985,8.0575615152152835,27.7083113573748,36.625279614614925,40.287807576076418,55.4166227147496,73.25055922922985,80.575615152152835,{"$f":"Input!$F$21*C2658","v":11.083324542949919},{"$f":"Input!$F$21*D2658","v":14.653284064550798},16.118612471005878]
[null,2649,1.0873326924032219E-4,1.4653284064550798E-4,5.4366634620161101,7.325055922922985,8.0575615152152835,27.183317310080547,36.625279614614925,40.287807576076418,54.366634620161093,73.25055922922985,80.575615152152835,{"$f":"Input!$F$21*C2659","v":10.87332692403222},{"$f":"Input!$F$21*D2659","v":14.653284064550798},16.118612471005878]
[null,2652,9.6833404168319254E-5,1.4653284064550798E-4,4.8416702084159624,7.325055922922985,8.0575615152152835,24.208351042079812,36.625279614614925,40.287807576076418,48.416702084159624,73.25055922922985,80.575615152152835,{"$f":"Input!$F$21*C2662","v":9.6833404168319248},{"$f":"Input!$F$21*D2662","v":14.653284064550798},16.118612471005878]
[null,2655,9.0533475600788294E-5,1.4653284064550798E-4,4.526673780039415,7.325055922922985,8.0575615152152835,22.633368900197073,36.625279614614925,40.287807576076418,45.266737800394147,73.25055922922985,80.575615152152835,{"$f":"Input!$F$21*C2665","v":9.05334756007883},{"$f":"Input!$F$21*D2665","v":14.653284064550798},16.118612471005878]
[null,2659,9.8933380357496255E-5,1.4653284064550798E-4,4.9466690178748127,7.325055922922985,8.0575615152152835,24.733345089374065,36.625279614614925,40.287807576076418,49.466690178748131,73.25055922922985,80.575615152152835,{"$f":"Input!$F$21*C2669","v":9.8933380357496254},{"$f":"Input!$F$21*D2669","v":14.653284064550798},16.118612471005878]
[null,2664,1.1363321368173518E-4,1.4653284064550798E-4,5.6816606840867587,7.325055922922985,8.0575615152152835,28.408303420433793,36.625279614614925,40.287807576076418,56.816606840867586,73.25055922922985,80.575615152152835,{"$f":"Input!$F$21*C2674","v":11.363321368173517},{"$f":"Input!$F$21*D2674","v":14.653284064550798},16.118612471005878]
[null,2667,1.262330708167971E-4,1.4653284064550798E-4,6.3116535408398544,7.325055922922985,8.0575615152152835,31.558267704199274,36.625279614614925,40.287807576076418,63.116535408398548,73.25055922922985,80.575615152152835,{"$f":"Input!$F$21*C2677","v":12.623307081679709},{"$f":"Input!$F$21*D2677","v":14.653284064550798},16.118612471005878]
[null,2670,1.3673295176268204E-4,1.4653284064550798E-4,6.8366475881341024,7.325055922922985,8.0575615152152835,34.183237940670509,36.625279614614925,40.287807576076418,68.366475881341017,73.25055922922985,80.575615152152835,{"$f":"Input!$F$21*C2680","v":13.673295176268205},{"$f":"Input!$F$21*D2680","v":14.653284064550798},16.118612471005878]
[null,2673,1.0803327717726321E-4,1.4653284064550798E-4,5.4016638588631603,7.325055922922985,8.0575615152152835,27.008319294315804,36.625279614614925,40.287807576076418,54.016638588631608,73.25055922922985,80.575615152152835,{"$f":"Input!$F$21*C2683","v":10.803327717726321},{"$f":"Input!$F$21*D2683","v":14.653284064550798},16.118612471005878]
[null,2674,9.1933459726906285E-5,1.4583284858244903E-4,4.5966729863453146,7.2900638966651057,8.0190702863316172,22.98336493172657,36.450319483325529,40.095351431658088,45.966729863453139,72.900638966651059,80.190702863316176,{"$f":"Input!$F$21*C2684","v":9.1933459726906293},{"$f":"Input!$F$21*D2684","v":14.583284858244904},16.041613344069397]
[null,2677,6.673374545678243E-5,1.4583284858244903E-4,3.3366872728391215,7.2900638966651057,8.0190702863316172,16.683436364195607,36.450319483325529,40.095351431658088,33.366872728391215,72.900638966651059,80.190702863316176,{"$f":"Input!$F$21*C2687","v":6.673374545678243},{"$f":"Input!$F$21*D2687","v":14.583284858244904},16.041613344069397]
[null,2681,6.4633769267605429E-5,1.4583284858244903E-4,3.2316884633802716,7.2900638966651057,8.0190702863316172,16.158442316901358,36.450319483325529,40.095351431658088,32.316884633802715,72.900638966651059,80.190702863316176,{"$f":"Input!$F$21*C2691","v":6.4633769267605432},{"$f":"Input!$F$21*D2691","v":14.583284858244904},16.041613344069397]
[null,2684,6.9533713709018426E-5,1.4583284858244903E-4,3.4766856854509212,7.2900638966651057,8.0190702863316172,17.383428427254607,36.450319483325529,40.095351431658088,34.766856854509214,72.900638966651059,80.190702863316176,{"$f":"Input!$F$21*C2694","v":6.9533713709018423},{"$f":"Input!$F$21*D2694","v":14.583284858244904},16.041613344069397]
[null,2689,8.6333523222434334E-5,1.4583284858244903E-4,{"$f":"$E$9*C2699","v":4.316676161121717},7.2900638966651057,{"$f":"F2699*1.1","v":8.0190702863316172},{"$f":"$H$9*C2699","v":21.583380805608584},36.450319483325529,{"$f":"I2699*1.1","v":40.095351431658088},{"$f":"$K$9*C2699","v":43.166761611217169},72.900638966651059,{"$f":"L2699*1.1","v":80.190702863316176},{"$f":"Input!$F$21*C2699","v":8.6333523222434341},{"$f":"Input!$F$21*D2699","v":14.583284858244904},16.041613344069397]
[null,2692,8.7733507348552325E-5,1.4583284858244903E-4,4.3866753674276167,7.2900638966651057,8.0190702863316172,21.933376837138081,36.450319483325529,40.095351431658088,43.866753674276161,72.900638966651059,80.190702863316176,{"$f":"Input!$F$21*C2702","v":8.7733507348552333},{"$f":"Input!$F$21*D2702","v":14.583284858244904},16.041613344069397]
[null,2695,8.4933539096316329E-5,1.4583284858244903E-4,4.2466769548158165,7.2900638966651057,8.0190702863316172,21.233384774079081,36.450319483325529,40.095351431658088,42.466769548158162,72.900638966651059,80.190702863316176,{"$f":"Input!$F$21*C2705","v":8.4933539096316331},{"$f":"Input!$F$21*D2705","v":14.583284858244904},16.041613344069397]
[null,2698,6.8133729582900421E-5,1.4583284858244903E-4,3.4066864791450211,7.2900638966651057,8.0190702863316172,17.033432395725104,36.450319483325529,40.095351431658088,34.066864791450207,72.900638966651059,80.190702863316176,{"$f":"Input!$F$21*C2708","v":6.8133729582900422},{"$f":"Input!$F$21*D2708","v":14.583284858244904},16.041613344069397]
[null,2699,6.5333761330664439E-5,1.4583284858244903E-4,3.2666880665332219,7.2900638966651057,8.0190702863316172,16.333440332666111,36.450319483325529,40.095351431658088,32.666880665332222,72.900638966651059,80.190702863316176,{"$f":"Input!$F$21*C2709","v":6.5333761330664437},{"$f":"Input!$F$21*D2709","v":14.583284858244904},16.041613344069397]
[null,2702,4.5733983565012541E-5,1.4583284858244903E-4,2.2866991782506272,7.2900638966651057,8.0190702863316172,11.433495891253136,36.450319483325529,40.095351431658088,22.866991782506272,72.900638966651059,80.190702863316176,{"$f":"Input!$F$21*C2712","v":4.5733983565012544},{"$f":"Input!$F$21*D2712","v":14.583284858244904},16.041613344069397]
[null,2706,5.0633928006425517E-5,1.4583284858244903E-4,2.5316964003212759,7.2900638966651057,8.0190702863316172,12.65848200160638,36.450319483325529,40.095351431658088,25.31696400321276,72.900638966651059,80.190702863316176,{"$f":"Input!$F$21*C2716","v":5.0633928006425517},{"$f":"Input!$F$21*D2716","v":14.583284858244904},16.041613344069397]
[null,2710,8.4933539096316329E-5,1.4513285651938999E-4,4.2466769548158165,7.2550718704072263,7.98057905744795,21.233384774079081,36.275359352036133,39.902895287239751,42.466769548158162,72.550718704072267,79.805790574479502,{"$f":"Input!$F$21*C2720","v":8.4933539096316331},{"$f":"Input!$F$21*D2720","v":14.513285651938999},15.964614217132899]
[null,2713,1.0523330892502722E-4,1.4513285651938999E-4,5.261665446251361,7.2550718704072263,7.98057905744795,26.308327231256804,36.275359352036133,39.902895287239751,52.616654462513608,72.550718704072267,79.805790574479502,{"$f":"Input!$F$21*C2723","v":10.523330892502722},{"$f":"Input!$F$21*D2723","v":14.513285651938999},15.964614217132899]
[null,2717,1.0803327717726321E-4,1.4513285651938999E-4,5.4016638588631603,7.2550718704072263,7.98057905744795,27.008319294315804,36.275359352036133,39.902895287239751,54.016638588631608,72.550718704072267,79.805790574479502,{"$f":"Input!$F$21*C2727","v":10.803327717726321},{"$f":"Input!$F$21*D2727","v":14.513285651938999},15.964614217132899]
[null,2720,1.0103335654667326E-4,1.4513285651938999E-4,5.051667827333663,7.2550718704072263,7.98057905744795,25.258339136668315,36.275359352036133,39.902895287239751,50.51667827333663,72.550718704072267,79.805790574479502,{"$f":"Input!$F$21*C2730","v":10.103335654667326},{"$f":"Input!$F$21*D2730","v":14.513285651938999},15.964614217132899]
[null,2723,8.8433499411611294E-5,1.4513285651938999E-4,4.4216749705805647,7.2550718704072263,7.98057905744795,22.108374852902823,36.275359352036133,39.902895287239751,44.216749705805647,72.550718704072267,79.805790574479502,{"$f":"Input!$F$21*C2733","v":8.8433499411611294},{"$f":"Input!$F$21*D2733","v":14.513285651938999},15.964614217132899]
[null,2724,7.6533634339608368E-5,1.4513285651938999E-4,3.8266817169804184,7.2550718704072263,7.98057905744795,19.133408584902092,36.275359352036133,39.902895287239751,38.266817169804185,72.550718704072267,79.805790574479502,{"$f":"Input!$F$21*C2734","v":7.6533634339608367},{"$f":"Input!$F$21*D2734","v":14.513285651938999},15.964614217132899]
[null,2727,7.6533634339608368E-5,1.4513285651938999E-4,3.8266817169804184,7.2550718704072263,7.98057905744795,19.133408584902092,36.275359352036133,39.902895287239751,38.266817169804185,72.550718704072267,79.805790574479502,{"$f":"Input!$F$21*C2737","v":7.6533634339608367},{"$f":"Input!$F$21*D2737","v":14.513285651938999},15.964614217132899]
[null,2731,9.6833404168319254E-5,1.4513285651938999E-4,4.8416702084159624,7.2550718704072263,7.98057905744795,24.208351042079812,36.275359352036133,39.902895287239751,48.416702084159624,72.550718704072267,79.805790574479502,{"$f":"Input!$F$21*C2741","v":9.6833404168319248},{"$f":"Input!$F$21*D2741","v":14.513285651938999},15.964614217132899]
[null,2735,1.1503319780785315E-4,1.4513285651938999E-4,5.7516598903926575,7.2550718704072263,7.98057905744795,28.758299451963289,36.275359352036133,39.902895287239751,57.516598903926578,72.550718704072267,79.805790574479502,{"$f":"Input!$F$21*C2745","v":11.503319780785315},{"$f":"Input!$F$21*D2745","v":14.513285651938999},15.964614217132899]
[null,2738,1.3183300732126906E-4,1.4513285651938999E-4,6.5916503660634529,7.2550718704072263,7.98057905744795,32.958251830317266,36.275359352036133,39.902895287239751,65.916503660634532,72.550718704072267,79.805790574479502,{"$f":"Input!$F$21*C2748","v":13.183300732126906},{"$f":"Input!$F$21*D2748","v":14.513285651938999},15.964614217132899]
[null,2742,1.4163289620409503E-4,1.4513285651938999E-4,7.0816448102047511,7.2550718704072263,7.98057905744795,35.408224051023758,36.275359352036133,39.902895287239751,70.816448102047516,72.550718704072267,79.805790574479502,{"$f":"Input!$F$21*C2752","v":14.163289620409502},{"$f":"Input!$F$21*D2752","v":14.513285651938999},15.964614217132899]
[null,2745,1.2063313431232515E-4,1.4513285651938999E-4,6.0316567156162577,7.2550718704072263,7.98057905744795,30.158283578081285,36.275359352036133,39.902895287239751,60.31656715616257,72.550718704072267,79.805790574479502,{"$f":"Input!$F$21*C2755","v":12.063313431232515},{"$f":"Input!$F$21*D2755","v":14.513285651938999},15.964614217132899]
[null,2746,1.0733328511420422E-4,1.4513285651938999E-4,5.3666642557102104,7.2550718704072263,7.98057905744795,26.833321278551054,36.275359352036133,39.902895287239751,53.666642557102108,72.550718704072267,79.805790574479502,{"$f":"Input!$F$21*C2756","v":10.733328511420421},{"$f":"Input!$F$21*D2756","v":14.513285651938999},15.964614217132899]
[null,2749,8.1433578781021351E-5,1.4513285651938999E-4,4.0716789390510675,7.2550718704072263,7.98057905744795,20.358394695255338,36.275359352036133,39.902895287239751,40.716789390510677,72.550718704072267,79.805790574479502,{"$f":"Input!$F$21*C2759","v":8.143357878102135},{"$f":"Input!$F$21*D2759","v":14.513285651938999},15.964614217132899]
[null,2752,7.4433658150431381E-5,1.4513285651938999E-4,3.7216829075215689,7.2550718704072263,7.98057905744795,18.608414537607846,36.275359352036133,39.902895287239751,37.216829075215692,72.550718704072267,79.805790574479502,{"$f":"Input!$F$21*C2762","v":7.4433658150431379},{"$f":"Input!$F$21*D2762","v":14.513285651938999},15.964614217132899]
[null,2756,7.9333602591844364E-5,1.4443286445633098E-4,3.9666801295922181,7.2200798441493452,7.9420878285642802,19.833400647961092,36.100399220746731,39.710439142821407,39.666801295922184,72.200798441493461,79.420878285642814,{"$f":"Input!$F$21*C2766","v":7.9333602591844361},{"$f":"Input!$F$21*D2766","v":14.443286445633099},15.887615090196411]
[null,2760,1.0803327717726321E-4,1.4443286445633098E-4,5.4016638588631603,7.2200798441493452,7.9420878285642802,27.008319294315804,36.100399220746731,39.710439142821407,54.016638588631608,72.200798441493461,79.420878285642814,{"$f":"Input!$F$21*C2770","v":10.803327717726321},{"$f":"Input!$F$21*D2770","v":14.443286445633099},15.887615090196411]
[null,2763,1.1433320574479419E-4,1.4443286445633098E-4,5.7166602872397094,7.2200798441493452,7.9420878285642802,28.583301436198546,36.100399220746731,39.710439142821407,57.166602872397092,72.200798441493461,79.420878285642814,{"$f":"Input!$F$21*C2773","v":11.433320574479419},{"$f":"Input!$F$21*D2773","v":14.443286445633099},15.887615090196411]
[null,2767,1.2133312637538414E-4,1.4443286445633098E-4,6.0666563187692066,7.2200798441493452,7.9420878285642802,30.333281593846035,36.100399220746731,39.710439142821407,60.66656318769207,72.200798441493461,79.420878285642814,{"$f":"Input!$F$21*C2777","v":12.133312637538413},{"$f":"Input!$F$21*D2777","v":14.443286445633099},15.887615090196411]
[null,2770,1.0733328511420422E-4,1.4443286445633098E-4,5.3666642557102104,7.2200798441493452,7.9420878285642802,26.833321278551054,36.100399220746731,39.710439142821407,53.666642557102108,72.200798441493461,79.420878285642814,{"$f":"Input!$F$21*C2780","v":10.733328511420421},{"$f":"Input!$F$21*D2780","v":14.443286445633099},15.887615090196411]
[null,2771,9.7533396231378264E-5,1.4443286445633098E-4,4.8766698115689131,7.2200798441493452,7.9420878285642802,24.383349057844566,36.100399220746731,39.710439142821407,48.766698115689131,72.200798441493461,79.420878285642814,{"$f":"Input!$F$21*C2781","v":9.7533396231378262},{"$f":"Input!$F$21*D2781","v":14.443286445633099},15.887615090196411]
[null,2774,7.2333681961254408E-5,1.4443286445633098E-4,3.6166840980627204,7.2200798441493452,7.9420878285642802,18.083420490313603,36.100399220746731,39.710439142821407,36.166840980627207,72.200798441493461,79.420878285642814,{"$f":"Input!$F$21*C2784","v":7.2333681961254408},{"$f":"Input!$F$21*D2784","v":14.443286445633099},15.887615090196411]
[null,2777,6.6033753393723434E-5,1.4443286445633098E-4,3.3016876696861717,7.2200798441493452,7.9420878285642802,16.508438348430857,36.100399220746731,39.710439142821407,33.016876696861715,72.200798441493461,79.420878285642814,{"$f":"Input!$F$21*C2787","v":6.6033753393723433},{"$f":"Input!$F$21*D2787","v":14.443286445633099},15.887615090196411]
[null,2782,9.8233388294437246E-5,1.4443286445633098E-4,4.911669414721862,7.2200798441493452,7.9420878285642802,24.558347073609312,36.100399220746731,39.710439142821407,49.116694147218624,72.200798441493461,79.420878285642814,{"$f":"Input!$F$21*C2792","v":9.8233388294437241},{"$f":"Input!$F$21*D2792","v":14.443286445633099},15.887615090196411]
[null,2785,1.1853315812314815E-4,1.4443286445633098E-4,5.9266579061574074,7.2200798441493452,7.9420878285642802,29.633289530787035,36.100399220746731,39.710439142821407,59.26657906157407,72.200798441493461,79.420878285642814,{"$f":"Input!$F$21*C2795","v":11.853315812314815},{"$f":"Input!$F$21*D2795","v":14.443286445633099},15.887615090196411]
[null,2789,9.8233388294437246E-5,1.4443286445633098E-4,4.911669414721862,7.2200798441493452,7.9420878285642802,24.558347073609312,36.100399220746731,39.710439142821407,49.116694147218624,72.200798441493461,79.420878285642814,{"$f":"Input!$F$21*C2799","v":9.8233388294437241},{"$f":"Input!$F$21*D2799","v":14.443286445633099},15.887615090196411]
[null,2792,8.4933539096316329E-5,1.4443286445633098E-4,4.2466769548158165,7.2200798441493452,7.9420878285642802,21.233384774079081,36.100399220746731,39.710439142821407,42.466769548158162,72.200798441493461,79.420878285642814,{"$f":"Input!$F$21*C2802","v":8.4933539096316331},{"$f":"Input!$F$21*D2802","v":14.443286445633099},15.887615090196411]
[null,2795,5.0633928006425517E-5,1.4443286445633098E-4,2.5316964003212759,7.2200798441493452,7.9420878285642802,12.65848200160638,36.100399220746731,39.710439142821407,25.31696400321276,72.200798441493461,79.420878285642814,{"$f":"Input!$F$21*C2805","v":5.0633928006425517},{"$f":"Input!$F$21*D2805","v":14.443286445633099},15.887615090196411]
[null,2796,4.5733983565012541E-5,1.4443286445633098E-4,2.2866991782506272,7.2200798441493452,7.9420878285642802,11.433495891253136,36.100399220746731,39.710439142821407,22.866991782506272,72.200798441493461,79.420878285642814,{"$f":"Input!$F$21*C2806","v":4.5733983565012544},{"$f":"Input!$F$21*D2806","v":14.443286445633099},15.887615090196411]
[null,2799,4.5733983565012541E-5,1.4443286445633098E-4,2.2866991782506272,7.2200798441493452,7.9420878285642802,11.433495891253136,36.100399220746731,39.710439142821407,22.866991782506272,72.200798441493461,79.420878285642814,{"$f":"Input!$F$21*C2809","v":4.5733983565012544},{"$f":"Input!$F$21*D2809","v":14.443286445633099},15.887615090196411]
[null,2802,4.5733983565012541E-5,1.4373287239327203E-4,2.2866991782506272,7.185087817891465,7.9035965996806121,11.433495891253136,35.925439089457328,39.517982998403063,22.866991782506272,71.850878178914655,79.035965996806127,{"$f":"Input!$F$21*C2812","v":4.5733983565012544},{"$f":"Input!$F$21*D2812","v":14.373287239327203},15.810615963259924]
[null,2807,6.183380101536946E-5,1.4373287239327203E-4,3.0916900507684728,7.185087817891465,7.9035965996806121,15.458450253842365,35.925439089457328,39.517982998403063,30.91690050768473,71.850878178914655,79.035965996806127,{"$f":"Input!$F$21*C2817","v":6.1833801015369456},{"$f":"Input!$F$21*D2817","v":14.373287239327203},15.810615963259924]
[null,2810,8.003359465490336E-5,1.4373287239327203E-4,4.0016797327451679,7.185087817891465,7.9035965996806121,20.008398663725838,35.925439089457328,39.517982998403063,40.016797327451677,71.850878178914655,79.035965996806127,{"$f":"Input!$F$21*C2820","v":8.0033594654903357},{"$f":"Input!$F$21*D2820","v":14.373287239327203},15.810615963259924]
[null,2814,1.0383332479890922E-4,1.4373287239327203E-4,5.1916662399454614,7.185087817891465,7.9035965996806121,25.958331199727304,35.925439089457328,39.517982998403063,51.916662399454609,71.850878178914655,79.035965996806127,{"$f":"Input!$F$21*C2824","v":10.383332479890923},{"$f":"Input!$F$21*D2824","v":14.373287239327203},15.810615963259924]
[null,2817,7.6533634339608368E-5,1.4373287239327203E-4,{"$f":"$E$9*C2827","v":3.8266817169804184},7.185087817891465,{"$f":"F2827*1.1","v":7.9035965996806121},{"$f":"$H$9*C2827","v":19.133408584902092},35.925439089457328,{"$f":"I2827*1.1","v":39.517982998403063},{"$f":"$K$9*C2827","v":38.266817169804185},71.850878178914655,{"$f":"L2827*1.1","v":79.035965996806127},{"$f":"Input!$F$21*C2827","v":7.6533634339608367},{"$f":"Input!$F$21*D2827","v":14.373287239327203},15.810615963259924]
[null,2820,4.5733983565012541E-5,1.4373287239327203E-4,2.2866991782506272,7.185087817891465,7.9035965996806121,11.433495891253136,35.925439089457328,39.517982998403063,22.866991782506272,71.850878178914655,79.035965996806127,{"$f":"Input!$F$21*C2830","v":4.5733983565012544},{"$f":"Input!$F$21*D2830","v":14.373287239327203},15.810615963259924]
[null,2821,4.5733983565012541E-5,1.4373287239327203E-4,2.2866991782506272,7.185087817891465,7.9035965996806121,11.433495891253136,35.925439089457328,39.517982998403063,22.866991782506272,71.850878178914655,79.035965996806127,{"$f":"Input!$F$21*C2831","v":4.5733983565012544},{"$f":"Input!$F$21*D2831","v":14.373287239327203},15.810615963259924]
[null,2827,4.5733983565012541E-5,1.4373287239327203E-4,2.2866991782506272,7.185087817891465,7.9035965996806121,11.433495891253136,35.925439089457328,39.517982998403063,22.866991782506272,71.850878178914655,79.035965996806127,{"$f":"Input!$F$21*C2837","v":4.5733983565012544},{"$f":"Input!$F$21*D2837","v":14.373287239327203},15.810615963259924]
[null,2828,4.5733983565012541E-5,1.4373287239327203E-4,2.2866991782506272,7.185087817891465,7.9035965996806121,11.433495891253136,35.925439089457328,39.517982998403063,22.866991782506272,71.850878178914655,79.035965996806127,{"$f":"Input!$F$21*C2838","v":4.5733983565012544},{"$f":"Input!$F$21*D2838","v":14.373287239327203},15.810615963259924]
[null,2832,7.5833642276549373E-5,1.4373287239327203E-4,3.7916821138274686,7.185087817891465,7.9035965996806121,18.958410569137342,35.925439089457328,39.517982998403063,37.916821138274685,71.850878178914655,79.035965996806127,{"$f":"Input!$F$21*C2842","v":7.5833642276549371},{"$f":"Input!$F$21*D2842","v":14.373287239327203},15.810615963259924]
[null,2835,8.8433499411611294E-5,1.4373287239327203E-4,4.4216749705805647,7.185087817891465,7.9035965996806121,22.108374852902823,35.925439089457328,39.517982998403063,44.216749705805647,71.850878178914655,79.035965996806127,{"$f":"Input!$F$21*C2845","v":8.8433499411611294},{"$f":"Input!$F$21*D2845","v":14.373287239327203},15.810615963259924]
[null,2839,9.8933380357496255E-5,1.4303288033021302E-4,4.9466690178748127,7.1500957916335857,7.8651053707969449,24.733345089374065,35.750478958167925,39.325526853984719,49.466690178748131,71.50095791633585,78.651053707969439,{"$f":"Input!$F$21*C2849","v":9.8933380357496254},{"$f":"Input!$F$21*D2849","v":14.303288033021301},15.733616836323433]
[null,2842,5.9733824826192467E-5,1.4303288033021302E-4,2.9866912413096234,7.1500957916335857,7.8651053707969449,14.933456206548117,35.750478958167925,39.325526853984719,29.866912413096234,71.50095791633585,78.651053707969439,{"$f":"Input!$F$21*C2852","v":5.9733824826192468},{"$f":"Input!$F$21*D2852","v":14.303288033021301},15.733616836323433]
[null,2845,4.5733983565012541E-5,1.4303288033021302E-4,2.2866991782506272,7.1500957916335857,7.8651053707969449,11.433495891253136,35.750478958167925,39.325526853984719,22.866991782506272,71.50095791633585,78.651053707969439,{"$f":"Input!$F$21*C2855","v":4.5733983565012544},{"$f":"Input!$F$21*D2855","v":14.303288033021301},15.733616836323433]
[null,2846,4.5733983565012541E-5,1.4303288033021302E-4,2.2866991782506272,7.1500957916335857,7.8651053707969449,11.433495891253136,35.750478958167925,39.325526853984719,22.866991782506272,71.50095791633585,78.651053707969439,{"$f":"Input!$F$21*C2856","v":4.5733983565012544},{"$f":"Input!$F$21*D2856","v":14.303288033021301},15.733616836323433]
[null,2852,4.5733983565012541E-5,1.4303288033021302E-4,2.2866991782506272,7.1500957916335857,7.8651053707969449,11.433495891253136,35.750478958167925,39.325526853984719,22.866991782506272,71.50095791633585,78.651053707969439,{"$f":"Input!$F$21*C2862","v":4.5733983565012544},{"$f":"Input!$F$21*D2862","v":14.303288033021301},15.733616836323433]
[null,2854,5.133392006948452E-5,1.4303288033021302E-4,2.5666960034742261,7.1500957916335857,7.8651053707969449,12.83348001737113,35.750478958167925,39.325526853984719,25.66696003474226,71.50095791633585,78.651053707969439,{"$f":"Input!$F$21*C2864","v":5.1333920069484522},{"$f":"Input!$F$21*D2864","v":14.303288033021301},15.733616836323433]
[null,2857,7.9333602591844364E-5,1.4303288033021302E-4,3.9666801295922181,7.1500957916335857,7.8651053707969449,19.833400647961092,35.750478958167925,39.325526853984719,39.666801295922184,71.50095791633585,78.651053707969439,{"$f":"Input!$F$21*C2867","v":7.9333602591844361},{"$f":"Input!$F$21*D2867","v":14.303288033021301},15.733616836323433]
[null,2860,9.4733427979142281E-5,1.4303288033021302E-4,4.7366713989571139,7.1500957916335857,7.8651053707969449,23.683356994785569,35.750478958167925,39.325526853984719,47.366713989571139,71.50095791633585,78.651053707969439,{"$f":"Input!$F$21*C2870","v":9.4733427979142277},{"$f":"Input!$F$21*D2870","v":14.303288033021301},15.733616836323433]
[null,2864,8.7733507348552325E-5,1.4303288033021302E-4,4.3866753674276167,7.1500957916335857,7.8651053707969449,21.933376837138081,35.750478958167925,39.325526853984719,43.866753674276161,71.50095791633585,78.651053707969439,{"$f":"Input!$F$21*C2874","v":8.7733507348552333},{"$f":"Input!$F$21*D2874","v":14.303288033021301},15.733616836323433]
[null,2867,4.5733983565012541E-5,1.4303288033021302E-4,2.2866991782506272,7.1500957916335857,7.8651053707969449,11.433495891253136,35.750478958167925,39.325526853984719,22.866991782506272,71.50095791633585,78.651053707969439,{"$f":"Input!$F$21*C2877","v":4.5733983565012544},{"$f":"Input!$F$21*D2877","v":14.303288033021301},15.733616836323433]
[null,2870,4.5733983565012541E-5,1.4303288033021302E-4,2.2866991782506272,7.1500957916335857,7.8651053707969449,11.433495891253136,35.750478958167925,39.325526853984719,22.866991782506272,71.50095791633585,78.651053707969439,{"$f":"Input!$F$21*C2880","v":4.5733983565012544},{"$f":"Input!$F$21*D2880","v":14.303288033021301},15.733616836323433]
[null,2873,4.5733983565012541E-5,1.4303288033021302E-4,2.2866991782506272,7.1500957916335857,7.8651053707969449,11.433495891253136,35.750478958167925,39.325526853984719,22.866991782506272,71.50095791633585,78.651053707969439,{"$f":"Input!$F$21*C2883","v":4.5733983565012544},{"$f":"Input!$F$21*D2883","v":14.303288033021301},15.733616836323433]
[null,2875,4.5733983565012541E-5,1.4303288033021302E-4,2.2866991782506272,7.1500957916335857,7.8651053707969449,11.433495891253136,35.750478958167925,39.325526853984719,22.866991782506272,71.50095791633585,78.651053707969439,{"$f":"Input!$F$21*C2885","v":4.5733983565012544},{"$f":"Input!$F$21*D2885","v":14.303288033021301},15.733616836323433]
[null,2879,6.673374545678243E-5,1.4303288033021302E-4,3.3366872728391215,7.1500957916335857,7.8651053707969449,16.683436364195607,35.750478958167925,39.325526853984719,33.366872728391215,71.50095791633585,78.651053707969439,{"$f":"Input!$F$21*C2889","v":6.673374545678243},{"$f":"Input!$F$21*D2889","v":14.303288033021301},15.733616836323433]
[null,2882,8.2833562907139356E-5,1.4303288033021302E-4,4.141678145356968,7.1500957916335857,7.8651053707969449,20.708390726784838,35.750478958167925,39.325526853984719,41.416781453569676,71.50095791633585,78.651053707969439,{"$f":"Input!$F$21*C2892","v":8.283356290713936},{"$f":"Input!$F$21*D2892","v":14.303288033021301},{"$f":"O2892*1.1","v":15.733616836323433}]
[null,2885,9.5433420042201263E-5,1.4233288826715404E-4,4.7716710021100628,7.1151037653757045,7.826614141913276,23.858355010550316,35.575518826878522,39.133070709566375,47.716710021100631,71.151037653757044,78.266141419132751,{"$f":"Input!$F$21*C2895","v":9.5433420042201256},{"$f":"Input!$F$21*D2895","v":14.233288826715404},15.656617709386945]
[null,2889,7.5133650213490377E-5,1.4233288826715404E-4,3.7566825106745187,7.1151037653757045,7.826614141913276,18.783412553372596,35.575518826878522,39.133070709566375,37.566825106745192,71.151037653757044,78.266141419132751,{"$f":"Input!$F$21*C2899","v":7.5133650213490375},{"$f":"Input!$F$21*D2899","v":14.233288826715404},15.656617709386945]
[null,2892,4.5733983565012541E-5,1.4233288826715404E-4,2.2866991782506272,7.1151037653757045,7.826614141913276,11.433495891253136,35.575518826878522,39.133070709566375,22.866991782506272,71.151037653757044,78.266141419132751,{"$f":"Input!$F$21*C2902","v":4.5733983565012544},{"$f":"Input!$F$21*D2902","v":14.233288826715404},15.656617709386945]
[null,2894,4.5733983565012541E-5,1.4233288826715404E-4,2.2866991782506272,7.1151037653757045,7.826614141913276,11.433495891253136,35.575518826878522,39.133070709566375,22.866991782506272,71.151037653757044,78.266141419132751,{"$f":"Input!$F$21*C2904","v":4.5733983565012544},{"$f":"Input!$F$21*D2904","v":14.233288826715404},15.656617709386945]
[null,2897,4.5733983565012541E-5,1.4233288826715404E-4,2.2866991782506272,7.1151037653757045,7.826614141913276,11.433495891253136,35.575518826878522,39.133070709566375,22.866991782506272,71.151037653757044,78.266141419132751,{"$f":"Input!$F$21*C2907","v":4.5733983565012544},{"$f":"Input!$F$21*D2907","v":14.233288826715404},15.656617709386945]
[null,2900,4.5733983565012541E-5,1.4233288826715404E-4,2.2866991782506272,7.1151037653757045,7.826614141913276,11.433495891253136,35.575518826878522,39.133070709566375,22.866991782506272,71.151037653757044,78.266141419132751,{"$f":"Input!$F$21*C2910","v":4.5733983565012544},{"$f":"Input!$F$21*D2910","v":14.233288826715404},15.656617709386945]
[null,2904,6.9533713709018426E-5,1.4233288826715404E-4,3.4766856854509212,7.1151037653757045,7.826614141913276,17.383428427254607,35.575518826878522,39.133070709566375,34.766856854509214,71.151037653757044,78.266141419132751,{"$f":"Input!$F$21*C2914","v":6.9533713709018423},{"$f":"Input!$F$21*D2914","v":14.233288826715404},15.656617709386945]
[null,2907,8.7733507348552325E-5,1.4233288826715404E-4,4.3866753674276167,7.1151037653757045,7.826614141913276,21.933376837138081,35.575518826878522,39.133070709566375,43.866753674276161,71.151037653757044,78.266141419132751,{"$f":"Input!$F$21*C2917","v":8.7733507348552333},{"$f":"Input!$F$21*D2917","v":14.233288826715404},15.656617709386945]
[null,2910,1.0523330892502722E-4,1.4163289620409503E-4,5.261665446251361,7.0801117391178243,7.788122913029607,26.308327231256804,35.400558695589119,38.940614565148032,52.616654462513608,70.801117391178238,77.881229130296063,{"$f":"Input!$F$21*C2920","v":10.523330892502722},{"$f":"Input!$F$21*D2920","v":14.163289620409502},15.579618582450454]
[null,2914,4.6433975628071544E-5,1.4163289620409503E-4,2.321698781403577,7.0801117391178243,7.788122913029607,11.608493907017886,35.400558695589119,38.940614565148032,23.216987814035772,70.801117391178238,77.881229130296063,{"$f":"Input!$F$21*C2924","v":4.643397562807154},{"$f":"Input!$F$21*D2924","v":14.163289620409502},15.579618582450454]
[null,2917,4.5733983565012541E-5,1.4163289620409503E-4,2.2866991782506272,7.0801117391178243,7.788122913029607,11.433495891253136,35.400558695589119,38.940614565148032,22.866991782506272,70.801117391178238,77.881229130296063,{"$f":"Input!$F$21*C2927","v":4.5733983565012544},{"$f":"Input!$F$21*D2927","v":14.163289620409502},15.579618582450454]
[null,2919,4.5733983565012541E-5,1.4163289620409503E-4,2.2866991782506272,7.0801117391178243,7.788122913029607,11.433495891253136,35.400558695589119,38.940614565148032,22.866991782506272,70.801117391178238,77.881229130296063,{"$f":"Input!$F$21*C2929","v":4.5733983565012544},{"$f":"Input!$F$21*D2929","v":14.163289620409502},15.579618582450454]
[null,2922,4.5733983565012541E-5,1.4163289620409503E-4,2.2866991782506272,7.0801117391178243,7.788122913029607,11.433495891253136,35.400558695589119,38.940614565148032,22.866991782506272,70.801117391178238,77.881229130296063,{"$f":"Input!$F$21*C2932","v":4.5733983565012544},{"$f":"Input!$F$21*D2932","v":14.163289620409502},15.579618582450454]
[null,2925,4.5733983565012541E-5,1.4163289620409503E-4,2.2866991782506272,7.0801117391178243,7.788122913029607,11.433495891253136,35.400558695589119,38.940614565148032,22.866991782506272,70.801117391178238,77.881229130296063,{"$f":"Input!$F$21*C2935","v":4.5733983565012544},{"$f":"Input!$F$21*D2935","v":14.163289620409502},15.579618582450454]
[null,2929,8.2833562907139356E-5,1.4163289620409503E-4,4.141678145356968,7.0801117391178243,7.788122913029607,20.708390726784838,35.400558695589119,38.940614565148032,41.416781453569676,70.801117391178238,77.881229130296063,{"$f":"Input!$F$21*C2939","v":8.283356290713936},{"$f":"Input!$F$21*D2939","v":14.163289620409502},15.579618582450454]
[null,2932,9.4733427979142281E-5,1.4163289620409503E-4,4.7366713989571139,7.0801117391178243,7.788122913029607,23.683356994785569,35.400558695589119,38.940614565148032,47.366713989571139,70.801117391178238,77.881229130296063,{"$f":"Input!$F$21*C2942","v":9.4733427979142277},{"$f":"Input!$F$21*D2942","v":14.163289620409502},15.579618582450454]
[null,2935,1.0593330098808622E-4,1.4163289620409503E-4,5.2966650494043108,7.0801117391178243,7.788122913029607,26.483325247021558,35.400558695589119,38.940614565148032,52.966650494043115,70.801117391178238,77.881229130296063,{"$f":"Input!$F$21*C2945","v":10.593330098808622},{"$f":"Input!$F$21*D2945","v":14.163289620409502},15.579618582450454]
[null,2939,4.5733983565012541E-5,1.4093290414103602E-4,2.2866991782506272,7.045119712859945,7.7496316841459398,11.433495891253136,35.225598564299723,38.748158420729702,22.866991782506272,70.451197128599446,77.496316841459404,{"$f":"Input!$F$21*C2949","v":4.5733983565012544},{"$f":"Input!$F$21*D2949","v":14.093290414103603},15.502619455513964]
[null,2940,4.5733983565012541E-5,1.4093290414103602E-4,2.2866991782506272,7.045119712859945,7.7496316841459398,11.433495891253136,35.225598564299723,38.748158420729702,22.866991782506272,70.451197128599446,77.496316841459404,{"$f":"Input!$F$21*C2950","v":4.5733983565012544},{"$f":"Input!$F$21*D2950","v":14.093290414103603},15.502619455513964]
[null,2944,4.5733983565012541E-5,1.4093290414103602E-4,2.2866991782506272,7.045119712859945,7.7496316841459398,11.433495891253136,35.225598564299723,38.748158420729702,22.866991782506272,70.451197128599446,77.496316841459404,{"$f":"Input!$F$21*C2954","v":4.5733983565012544},{"$f":"Input!$F$21*D2954","v":14.093290414103603},15.502619455513964]
[null,2947,4.5733983565012541E-5,1.4093290414103602E-4,2.2866991782506272,7.045119712859945,7.7496316841459398,11.433495891253136,35.225598564299723,38.748158420729702,22.866991782506272,70.451197128599446,77.496316841459404,{"$f":"Input!$F$21*C2957","v":4.5733983565012544},{"$f":"Input!$F$21*D2957","v":14.093290414103603},15.502619455513964]
[null,2950,4.9933935943366528E-5,1.4093290414103602E-4,2.4966967971683265,7.045119712859945,7.7496316841459398,12.483483985841632,35.225598564299723,38.748158420729702,24.966967971683264,70.451197128599446,77.496316841459404,{"$f":"Input!$F$21*C2960","v":4.993393594336653},{"$f":"Input!$F$21*D2960","v":14.093290414103603},15.502619455513964]
[null,2954,1.1293322161867618E-4,1.4093290414103602E-4,5.6466610809338089,7.045119712859945,7.7496316841459398,28.233305404669046,35.225598564299723,38.748158420729702,56.466610809338093,70.451197128599446,77.496316841459404,{"$f":"Input!$F$21*C2964","v":11.293322161867618},{"$f":"Input!$F$21*D2964","v":14.093290414103603},15.502619455513964]
[null,2957,1.1993314224926614E-4,1.4093290414103602E-4,5.996657112463307,7.045119712859945,7.7496316841459398,29.983285562316535,35.225598564299723,38.748158420729702,59.96657112463307,70.451197128599446,77.496316841459404,{"$f":"Input!$F$21*C2967","v":11.993314224926614},{"$f":"Input!$F$21*D2967","v":14.093290414103603},15.502619455513964]
[null,2961,5.8333840700074476E-5,1.4093290414103602E-4,2.9166920350037238,7.045119712859945,7.7496316841459398,14.583460175018619,35.225598564299723,38.748158420729702,29.166920350037238,70.451197128599446,77.496316841459404,{"$f":"Input!$F$21*C2971","v":5.8333840700074475},{"$f":"Input!$F$21*D2971","v":14.093290414103603},15.502619455513964]
[null,2964,4.5733983565012541E-5,1.4093290414103602E-4,2.2866991782506272,7.045119712859945,7.7496316841459398,11.433495891253136,35.225598564299723,38.748158420729702,22.866991782506272,70.451197128599446,77.496316841459404,{"$f":"Input!$F$21*C2974","v":4.5733983565012544},{"$f":"Input!$F$21*D2974","v":14.093290414103603},15.502619455513964]
[null,2965,4.5733983565012541E-5,1.4093290414103602E-4,2.2866991782506272,7.045119712859945,7.7496316841459398,11.433495891253136,35.225598564299723,38.748158420729702,22.866991782506272,70.451197128599446,77.496316841459404,{"$f":"Input!$F$21*C2975","v":4.5733983565012544},{"$f":"Input!$F$21*D2975","v":14.093290414103603},15.502619455513964]
[null,2969,4.5733983565012541E-5,1.4093290414103602E-4,2.2866991782506272,7.045119712859945,7.7496316841459398,11.433495891253136,35.225598564299723,38.748158420729702,22.866991782506272,70.451197128599446,77.496316841459404,{"$f":"Input!$F$21*C2979","v":4.5733983565012544},{"$f":"Input!$F$21*D2979","v":14.093290414103603},15.502619455513964]
[null,2972,4.5733983565012541E-5,1.4093290414103602E-4,2.2866991782506272,7.045119712859945,7.7496316841459398,11.433495891253136,35.225598564299723,38.748158420729702,22.866991782506272,70.451197128599446,77.496316841459404,{"$f":"Input!$F$21*C2982","v":4.5733983565012544},{"$f":"Input!$F$21*D2982","v":14.093290414103603},15.502619455513964]
[null,2975,8.4933539096316329E-5,1.4093290414103602E-4,4.2466769548158165,7.045119712859945,7.7496316841459398,21.233384774079081,35.225598564299723,38.748158420729702,42.466769548158162,70.451197128599446,77.496316841459404,{"$f":"Input!$F$21*C2985","v":8.4933539096316331},{"$f":"Input!$F$21*D2985","v":14.093290414103603},15.502619455513964]
[null,2979,1.0523330892502722E-4,1.4023291207797704E-4,5.261665446251361,7.0101276866020639,7.7111404552622709,26.308327231256804,35.05063843301032,38.555702276311358,52.616654462513608,70.10127686602064,77.111404552622716,{"$f":"Input!$F$21*C2989","v":10.523330892502722},{"$f":"Input!$F$21*D2989","v":14.023291207797703},15.425620328577475]
[null,2982,1.1433320574479419E-4,1.4023291207797704E-4,5.7166602872397094,7.0101276866020639,7.7111404552622709,28.583301436198546,35.05063843301032,38.555702276311358,57.166602872397092,70.10127686602064,77.111404552622716,{"$f":"Input!$F$21*C2992","v":11.433320574479419},{"$f":"Input!$F$21*D2992","v":14.023291207797703},15.425620328577475]
[null,2986,5.2733904195602504E-5,1.4023291207797704E-4,2.6366952097801253,7.0101276866020639,7.7111404552622709,13.183476048900626,35.05063843301032,38.555702276311358,26.366952097801253,70.10127686602064,77.111404552622716,{"$f":"Input!$F$21*C2996","v":5.2733904195602506},{"$f":"Input!$F$21*D2996","v":14.023291207797703},15.425620328577475]
[null,2990,4.5733983565012541E-5,1.4023291207797704E-4,2.2866991782506272,7.0101276866020639,7.7111404552622709,11.433495891253136,35.05063843301032,38.555702276311358,22.866991782506272,70.10127686602064,77.111404552622716,{"$f":"Input!$F$21*C3000","v":4.5733983565012544},{"$f":"Input!$F$21*D3000","v":14.023291207797703},15.425620328577475]
[null,2993,4.5733983565012541E-5,1.4023291207797704E-4,2.2866991782506272,7.0101276866020639,7.7111404552622709,11.433495891253136,35.05063843301032,38.555702276311358,22.866991782506272,70.10127686602064,77.111404552622716,{"$f":"Input!$F$21*C3003","v":4.5733983565012544},{"$f":"Input!$F$21*D3003","v":14.023291207797703},15.425620328577475]
[null,2994,4.5733983565012541E-5,1.4023291207797704E-4,2.2866991782506272,7.0101276866020639,7.7111404552622709,11.433495891253136,35.05063843301032,38.555702276311358,22.866991782506272,70.10127686602064,77.111404552622716,{"$f":"Input!$F$21*C3004","v":4.5733983565012544},{"$f":"Input!$F$21*D3004","v":14.023291207797703},15.425620328577475]
[null,2997,7.2333681961254408E-5,1.4023291207797704E-4,3.6166840980627204,7.0101276866020639,7.7111404552622709,18.083420490313603,35.05063843301032,38.555702276311358,36.166840980627207,70.10127686602064,77.111404552622716,{"$f":"Input!$F$21*C3007","v":7.2333681961254408},{"$f":"Input!$F$21*D3007","v":14.023291207797703},15.425620328577475]
[null,3000,1.0803327717726321E-4,1.3953292001491803E-4,5.4016638588631603,6.9751356603441845,7.6726492263786037,27.008319294315804,34.875678301720924,38.363246131893021,54.016638588631608,69.751356603441849,76.726492263786042,{"$f":"Input!$F$21*C3010","v":10.803327717726321},{"$f":"Input!$F$21*D3010","v":13.953292001491803},15.348621201640984]
[null,3004,1.2133312637538414E-4,1.3953292001491803E-4,6.0666563187692066,6.9751356603441845,7.6726492263786037,30.333281593846035,34.875678301720924,38.363246131893021,60.66656318769207,69.751356603441849,76.726492263786042,{"$f":"Input!$F$21*C3014","v":12.133312637538413},{"$f":"Input!$F$21*D3014","v":13.953292001491803},15.348621201640984]
[null,3007,1.2273311050150213E-4,1.3953292001491803E-4,6.1366555250751063,6.9751356603441845,7.6726492263786037,30.683277625375535,34.875678301720924,38.363246131893021,61.36655525075107,69.751356603441849,76.726492263786042,{"$f":"Input!$F$21*C3017","v":12.273311050150213},{"$f":"Input!$F$21*D3017","v":13.953292001491803},15.348621201640984]
[null,3011,6.2533793078428443E-5,1.3953292001491803E-4,3.1266896539214222,6.9751356603441845,7.6726492263786037,15.633448269607111,34.875678301720924,38.363246131893021,31.266896539214223,69.751356603441849,76.726492263786042,{"$f":"Input!$F$21*C3021","v":6.2533793078428443},{"$f":"Input!$F$21*D3021","v":13.953292001491803},15.348621201640984]
[null,3015,4.5733983565012541E-5,1.3953292001491803E-4,2.2866991782506272,6.9751356603441845,7.6726492263786037,11.433495891253136,34.875678301720924,38.363246131893021,22.866991782506272,69.751356603441849,76.726492263786042,{"$f":"Input!$F$21*C3025","v":4.5733983565012544},{"$f":"Input!$F$21*D3025","v":13.953292001491803},15.348621201640984]
[null,3018,4.5733983565012541E-5,1.3953292001491803E-4,2.2866991782506272,6.9751356603441845,7.6726492263786037,11.433495891253136,34.875678301720924,38.363246131893021,22.866991782506272,69.751356603441849,76.726492263786042,{"$f":"Input!$F$21*C3028","v":4.5733983565012544},{"$f":"Input!$F$21*D3028","v":13.953292001491803},15.348621201640984]
[null,3019,4.5733983565012541E-5,1.3953292001491803E-4,2.2866991782506272,6.9751356603441845,7.6726492263786037,11.433495891253136,34.875678301720924,38.363246131893021,22.866991782506272,69.751356603441849,76.726492263786042,{"$f":"Input!$F$21*C3029","v":4.5733983565012544},{"$f":"Input!$F$21*D3029","v":13.953292001491803},15.348621201640984]
[null,3022,8.1433578781021351E-5,1.3953292001491803E-4,4.0716789390510675,6.9751356603441845,7.6726492263786037,20.358394695255338,34.875678301720924,38.363246131893021,40.716789390510677,69.751356603441849,76.726492263786042,{"$f":"Input!$F$21*C3032","v":8.143357878102135},{"$f":"Input!$F$21*D3032","v":13.953292001491803},15.348621201640984]
[null,3026,9.5433420042201263E-5,1.3953292001491803E-4,4.7716710021100628,6.9751356603441845,7.6726492263786037,23.858355010550316,34.875678301720924,38.363246131893021,47.716710021100631,69.751356603441849,76.726492263786042,{"$f":"Input!$F$21*C3036","v":9.5433420042201256},{"$f":"Input!$F$21*D3036","v":13.953292001491803},15.348621201640984]
[null,3029,1.0523330892502722E-4,1.3883292795185905E-4,5.261665446251361,6.9401436340863043,7.6341579974949356,26.308327231256804,34.700718170431522,38.170789987474677,52.616654462513608,69.401436340863043,76.341579974949354,{"$f":"Input!$F$21*C3039","v":10.523330892502722},{"$f":"Input!$F$21*D3039","v":13.883292795185904},15.271622074704496]
[null,3032,1.0523330892502722E-4,1.3883292795185905E-4,5.261665446251361,6.9401436340863043,7.6341579974949356,26.308327231256804,34.700718170431522,38.170789987474677,52.616654462513608,69.401436340863043,76.341579974949354,{"$f":"Input!$F$21*C3042","v":10.523330892502722},{"$f":"Input!$F$21*D3042","v":13.883292795185904},15.271622074704496]
[null,3036,8.9133491474670303E-5,1.3883292795185905E-4,4.4566745737335154,6.9401436340863043,7.6341579974949356,22.283372868667577,34.700718170431522,38.170789987474677,44.566745737335154,69.401436340863043,76.341579974949354,{"$f":"Input!$F$21*C3046","v":8.9133491474670308},{"$f":"Input!$F$21*D3046","v":13.883292795185904},15.271622074704496]
[null,3040,8.7733507348552325E-5,1.3883292795185905E-4,4.3866753674276167,6.9401436340863043,7.6341579974949356,21.933376837138081,34.700718170431522,38.170789987474677,43.866753674276161,69.401436340863043,76.341579974949354,{"$f":"Input!$F$21*C3050","v":8.7733507348552333},{"$f":"Input!$F$21*D3050","v":13.883292795185904},15.271622074704496]
[null,3043,9.1933459726906285E-5,1.3883292795185905E-4,4.5966729863453146,6.9401436340863043,7.6341579974949356,22.98336493172657,34.700718170431522,38.170789987474677,45.966729863453139,69.401436340863043,76.341579974949354,{"$f":"Input!$F$21*C3053","v":9.1933459726906293},{"$f":"Input!$F$21*D3053","v":13.883292795185904},15.271622074704496]
[null,3044,9.8233388294437246E-5,1.3883292795185905E-4,4.911669414721862,6.9401436340863043,7.6341579974949356,24.558347073609312,34.700718170431522,38.170789987474677,49.116694147218624,69.401436340863043,76.341579974949354,{"$f":"Input!$F$21*C3054","v":9.8233388294437241},{"$f":"Input!$F$21*D3054","v":13.883292795185904},15.271622074704496]
[null,3047,1.262330708167971E-4,1.3883292795185905E-4,6.3116535408398544,6.9401436340863043,7.6341579974949356,31.558267704199274,34.700718170431522,38.170789987474677,63.116535408398548,69.401436340863043,76.341579974949354,{"$f":"Input!$F$21*C3057","v":12.623307081679709},{"$f":"Input!$F$21*D3057","v":13.883292795185904},15.271622074704496]
[null,3051,1.3323299144738705E-4,1.3883292795185905E-4,6.6616495723693525,6.9401436340863043,7.6341579974949356,33.308247861846766,34.700718170431522,38.170789987474677,66.616495723693532,69.401436340863043,76.341579974949354,{"$f":"Input!$F$21*C3061","v":13.323299144738705},{"$f":"Input!$F$21*D3061","v":13.883292795185904},15.271622074704496]
[null,3054,1.3183300732126906E-4,1.3883292795185905E-4,6.5916503660634529,6.9401436340863043,7.6341579974949356,32.958251830317266,34.700718170431522,38.170789987474677,65.916503660634532,69.401436340863043,76.341579974949354,{"$f":"Input!$F$21*C3064","v":13.183300732126906},{"$f":"Input!$F$21*D3064","v":13.883292795185904},15.271622074704496]
[null,3057,1.0663329305114521E-4,1.3813293588880004E-4,5.3316646525572606,6.9051516078284232,7.5956667686112658,26.6583232627863,34.525758039142119,37.978333843056333,53.316646525572601,69.051516078284237,75.956667686112667,{"$f":"Input!$F$21*C3067","v":10.663329305114521},{"$f":"Input!$F$21*D3067","v":13.813293588880004},15.194622947768005]
[null,3062,8.9833483537729298E-5,1.3813293588880004E-4,4.4916741768864652,6.9051516078284232,7.5956667686112658,22.458370884432323,34.525758039142119,37.978333843056333,44.916741768864647,69.051516078284237,75.956667686112667,{"$f":"Input!$F$21*C3072","v":8.9833483537729304},{"$f":"Input!$F$21*D3072","v":13.813293588880004},15.194622947768005]
[null,3065,9.1233467663847303E-5,1.3813293588880004E-4,4.5616733831923648,6.9051516078284232,7.5956667686112658,22.808366915961827,34.525758039142119,37.978333843056333,45.616733831923653,69.051516078284237,75.956667686112667,{"$f":"Input!$F$21*C3075","v":9.1233467663847296},{"$f":"Input!$F$21*D3075","v":13.813293588880004},15.194622947768005]
[null,3066,9.4033435916083286E-5,1.3813293588880004E-4,4.7016717958041641,6.9051516078284232,7.5956667686112658,23.508358979020823,34.525758039142119,37.978333843056333,47.016717958041646,69.051516078284237,75.956667686112667,{"$f":"Input!$F$21*C3076","v":9.4033435916083281},{"$f":"Input!$F$21*D3076","v":13.813293588880004},15.194622947768005]
[null,3069,1.1083324542949919E-4,1.3813293588880004E-4,5.5416622714749595,6.9051516078284232,7.5956667686112658,27.7083113573748,34.525758039142119,37.978333843056333,55.4166227147496,69.051516078284237,75.956667686112667,{"$f":"Input!$F$21*C3079","v":11.083324542949919},{"$f":"Input!$F$21*D3079","v":13.813293588880004},15.194622947768005]
[null,3072,1.304330231951511E-4,1.3813293588880004E-4,6.521651159757555,6.9051516078284232,7.5956667686112658,32.608255798787773,34.525758039142119,37.978333843056333,65.216511597575547,69.051516078284237,75.956667686112667,{"$f":"Input!$F$21*C3082","v":13.04330231951511},{"$f":"Input!$F$21*D3082","v":13.813293588880004},15.194622947768005]
[null,3076,1.4443286445633098E-4,1.3813293588880004E-4,7.2216432228165495,6.9051516078284232,7.5956667686112658,36.108216114082744,34.525758039142119,37.978333843056333,72.216432228165488,69.051516078284237,75.956667686112667,{"$f":"Input!$F$21*C3086","v":14.443286445633099},{"$f":"Input!$F$21*D3086","v":13.813293588880004},15.194622947768005]
[null,3079,1.3743294382574105E-4,1.3813293588880004E-4,6.8716471912870523,6.9051516078284232,7.5956667686112658,34.358235956435266,34.525758039142119,37.978333843056333,68.716471912870531,69.051516078284237,75.956667686112667,{"$f":"Input!$F$21*C3089","v":13.743294382574105},{"$f":"Input!$F$21*D3089","v":13.813293588880004},15.194622947768005]
[null,3082,1.0803327717726321E-4,1.3813293588880004E-4,5.4016638588631603,6.9051516078284232,7.5956667686112658,27.008319294315804,34.525758039142119,37.978333843056333,54.016638588631608,69.051516078284237,75.956667686112667,{"$f":"Input!$F$21*C3092","v":10.803327717726321},{"$f":"Input!$F$21*D3092","v":13.813293588880004},15.194622947768005]
[null,3087,9.6833404168319254E-5,1.3813293588880004E-4,4.8416702084159624,6.9051516078284232,7.5956667686112658,24.208351042079812,34.525758039142119,37.978333843056333,48.416702084159624,69.051516078284237,75.956667686112667,{"$f":"Input!$F$21*C3097","v":9.6833404168319248},{"$f":"Input!$F$21*D3097","v":13.813293588880004},15.194622947768005]
[null,3090,1.1363321368173518E-4,1.3813293588880004E-4,5.6816606840867587,6.9051516078284232,7.5956667686112658,28.408303420433793,34.525758039142119,37.978333843056333,56.816606840867586,69.051516078284237,75.956667686112667,{"$f":"Input!$F$21*C3100","v":11.363321368173517},{"$f":"Input!$F$21*D3100","v":13.813293588880004},15.194622947768005]
[null,3091,1.1713317399703015E-4,1.3813293588880004E-4,5.8566586998515078,6.9051516078284232,7.5956667686112658,29.283293499257539,34.525758039142119,37.978333843056333,58.566586998515078,69.051516078284237,75.956667686112667,{"$f":"Input!$F$21*C3101","v":11.713317399703016},{"$f":"Input!$F$21*D3101","v":13.813293588880004},15.194622947768005]
[null,3094,1.2343310256456111E-4,1.3743294382574105E-4,6.1716551282280561,6.870159581570543,7.5571755397275977,30.858275641140278,34.350797907852716,37.785877698637989,61.716551282280555,68.701595815705431,75.571755397275979,{"$f":"Input!$F$21*C3104","v":12.343310256456112},{"$f":"Input!$F$21*D3104","v":13.743294382574105},15.117623820831517]
[null,3097,1.2203311843844312E-4,1.3743294382574105E-4,6.1016559219221564,6.870159581570543,7.5571755397275977,30.508279609610781,34.350797907852716,37.785877698637989,61.016559219221563,68.701595815705431,75.571755397275979,{"$f":"Input!$F$21*C3107","v":12.203311843844313},{"$f":"Input!$F$21*D3107","v":13.743294382574105},15.117623820831517]
[null,3101,1.1713317399703015E-4,1.3743294382574105E-4,5.8566586998515078,6.870159581570543,7.5571755397275977,29.283293499257539,34.350797907852716,37.785877698637989,58.566586998515078,68.701595815705431,75.571755397275979,{"$f":"Input!$F$21*C3111","v":11.713317399703016},{"$f":"Input!$F$21*D3111","v":13.743294382574105},15.117623820831517]
[null,3103,1.1643318193397115E-4,1.3743294382574105E-4,5.8216590966985571,6.870159581570543,7.5571755397275977,29.108295483492785,34.350797907852716,37.785877698637989,58.216590966985571,68.701595815705431,75.571755397275979,{"$f":"Input!$F$21*C3113","v":11.643318193397114},{"$f":"Input!$F$21*D3113","v":13.743294382574105},15.117623820831517]
[null,3108,1.0663329305114521E-4,1.3743294382574105E-4,5.3316646525572606,6.870159581570543,7.5571755397275977,26.6583232627863,34.350797907852716,37.785877698637989,53.316646525572601,68.701595815705431,75.571755397275979,{"$f":"Input!$F$21*C3118","v":10.663329305114521},{"$f":"Input!$F$21*D3118","v":13.743294382574105},15.117623820831517]
[null,3112,9.963337242055525E-5,1.3743294382574105E-4,4.9816686210277625,6.870159581570543,7.5571755397275977,24.908343105138812,34.350797907852716,37.785877698637989,49.816686210277624,68.701595815705431,75.571755397275979,{"$f":"Input!$F$21*C3122","v":9.9633372420555251},{"$f":"Input!$F$21*D3122","v":13.743294382574105},15.117623820831517]
[null,3115,9.963337242055525E-5,1.3743294382574105E-4,4.9816686210277625,6.870159581570543,7.5571755397275977,24.908343105138812,34.350797907852716,37.785877698637989,49.816686210277624,68.701595815705431,75.571755397275979,{"$f":"Input!$F$21*C3125","v":9.9633372420555251},{"$f":"Input!$F$21*D3125","v":13.743294382574105},15.117623820831517]
[null,3116,9.963337242055525E-5,1.3743294382574105E-4,4.9816686210277625,6.870159581570543,7.5571755397275977,24.908343105138812,34.350797907852716,37.785877698637989,49.816686210277624,68.701595815705431,75.571755397275979,{"$f":"Input!$F$21*C3126","v":9.9633372420555251},{"$f":"Input!$F$21*D3126","v":13.743294382574105},15.117623820831517]
[null,3119,1.0173334860973222E-4,1.3743294382574105E-4,5.0866674304866111,6.870159581570543,7.5571755397275977,25.433337152433054,34.350797907852716,37.785877698637989,50.866674304866109,68.701595815705431,75.571755397275979,{"$f":"Input!$F$21*C3129","v":10.173334860973222},{"$f":"Input!$F$21*D3129","v":13.743294382574105},15.117623820831517]
[null,3122,1.0383332479890922E-4,1.3673295176268204E-4,5.1916662399454614,6.8351675553126645,7.5186843108439314,25.958331199727304,34.17583777656332,37.593421554219653,51.916662399454609,68.35167555312664,75.186843108439305,{"$f":"Input!$F$21*C3132","v":10.383332479890923},{"$f":"Input!$F$21*D3132","v":13.673295176268205},15.040624693895026]
[null,3128,1.0033336448361425E-4,1.3673295176268204E-4,5.0166682241807123,6.8351675553126645,7.5186843108439314,25.083341120903562,34.17583777656332,37.593421554219653,50.166682241807123,68.35167555312664,75.186843108439305,{"$f":"Input!$F$21*C3138","v":10.033336448361425},{"$f":"Input!$F$21*D3138","v":13.673295176268205},15.040624693895026]
[null,3130,9.1233467663847303E-5,1.3673295176268204E-4,4.5616733831923648,6.8351675553126645,7.5186843108439314,22.808366915961827,34.17583777656332,37.593421554219653,45.616733831923653,68.35167555312664,75.186843108439305,{"$f":"Input!$F$21*C3140","v":9.1233467663847296},{"$f":"Input!$F$21*D3140","v":13.673295176268205},15.040624693895026]
[null,3134,7.7933618465726359E-5,1.3673295176268204E-4,3.896680923286318,6.8351675553126645,7.5186843108439314,19.483404616431589,34.17583777656332,37.593421554219653,38.966809232863177,68.35167555312664,75.186843108439305,{"$f":"Input!$F$21*C3144","v":7.793361846572636},{"$f":"Input!$F$21*D3144","v":13.673295176268205},15.040624693895026]
[null,3137,7.2333681961254408E-5,1.3673295176268204E-4,{"$f":"$E$9*C3147","v":3.6166840980627204},6.8351675553126645,{"$f":"F3147*1.1","v":7.5186843108439314},{"$f":"$H$9*C3147","v":18.083420490313603},34.17583777656332,{"$f":"I3147*1.1","v":37.593421554219653},{"$f":"$K$9*C3147","v":36.166840980627207},68.35167555312664,{"$f":"L3147*1.1","v":75.186843108439305},{"$f":"Input!$F$21*C3147","v":7.2333681961254408},{"$f":"Input!$F$21*D3147","v":13.673295176268205},15.040624693895026]
[null,3140,7.3733666087372386E-5,1.3673295176268204E-4,3.6866833043686191,6.8351675553126645,7.5186843108439314,18.433416521843096,34.17583777656332,37.593421554219653,36.866833043686192,68.35167555312664,75.186843108439305,{"$f":"Input!$F$21*C3150","v":7.3733666087372383},{"$f":"Input!$F$21*D3150","v":13.673295176268205},15.040624693895026]
[null,3141,7.8633610528785355E-5,1.3673295176268204E-4,3.9316805264392678,6.8351675553126645,7.5186843108439314,19.658402632196339,34.17583777656332,37.593421554219653,39.316805264392677,68.35167555312664,75.186843108439305,{"$f":"Input!$F$21*C3151","v":7.8633610528785356},{"$f":"Input!$F$21*D3151","v":13.673295176268205},15.040624693895026]
[null,3144,8.3533554970198338E-5,1.3673295176268204E-4,4.1766777485099169,6.8351675553126645,7.5186843108439314,20.883388742549585,34.17583777656332,37.593421554219653,41.766777485099169,68.35167555312664,75.186843108439305,{"$f":"Input!$F$21*C3154","v":8.3533554970198338},{"$f":"Input!$F$21*D3154","v":13.673295176268205},15.040624693895026]
[null,3147,9.5433420042201263E-5,1.3673295176268204E-4,4.7716710021100628,6.8351675553126645,7.5186843108439314,23.858355010550316,34.17583777656332,37.593421554219653,47.716710021100631,68.35167555312664,75.186843108439305,{"$f":"Input!$F$21*C3157","v":9.5433420042201256},{"$f":"Input!$F$21*D3157","v":13.673295176268205},15.040624693895026]
[null,3153,8.9133491474670303E-5,1.3603295969962304E-4,4.4566745737335154,6.8001755290547843,7.4801930819602633,22.283372868667577,34.000877645273917,37.400965409801309,44.566745737335154,68.001755290547834,74.801930819602617,{"$f":"Input!$F$21*C3163","v":8.9133491474670308},{"$f":"Input!$F$21*D3163","v":13.603295969962304},14.963625566958536]
[null,3155,8.7733507348552325E-5,1.3603295969962304E-4,4.3866753674276167,6.8001755290547843,7.4801930819602633,21.933376837138081,34.000877645273917,37.400965409801309,43.866753674276161,68.001755290547834,74.801930819602617,{"$f":"Input!$F$21*C3165","v":8.7733507348552333},{"$f":"Input!$F$21*D3165","v":13.603295969962304},14.963625566958536]
[null,3159,7.5133650213490377E-5,1.3603295969962304E-4,3.7566825106745187,6.8001755290547843,7.4801930819602633,18.783412553372596,34.000877645273917,37.400965409801309,37.566825106745192,68.001755290547834,74.801930819602617,{"$f":"Input!$F$21*C3169","v":7.5133650213490375},{"$f":"Input!$F$21*D3169","v":13.603295969962304},14.963625566958536]
[null,3162,7.2333681961254408E-5,1.3603295969962304E-4,3.6166840980627204,6.8001755290547843,7.4801930819602633,18.083420490313603,34.000877645273917,37.400965409801309,36.166840980627207,68.001755290547834,74.801930819602617,{"$f":"Input!$F$21*C3172","v":7.2333681961254408},{"$f":"Input!$F$21*D3172","v":13.603295969962304},14.963625566958536]
[null,3165,7.9333602591844364E-5,1.3603295969962304E-4,3.9666801295922181,6.8001755290547843,7.4801930819602633,19.833400647961092,34.000877645273917,37.400965409801309,39.666801295922184,68.001755290547834,74.801930819602617,{"$f":"Input!$F$21*C3175","v":7.9333602591844361},{"$f":"Input!$F$21*D3175","v":13.603295969962304},14.963625566958536]
[null,3166,8.7033515285493316E-5,1.3603295969962304E-4,4.351675764274666,6.8001755290547843,7.4801930819602633,21.758378821373331,34.000877645273917,37.400965409801309,43.516757642746661,68.001755290547834,74.801930819602617,{"$f":"Input!$F$21*C3176","v":8.7033515285493319},{"$f":"Input!$F$21*D3176","v":13.603295969962304},14.963625566958536]
[null,3169,9.4733427979142281E-5,1.3603295969962304E-4,4.7366713989571139,6.8001755290547843,7.4801930819602633,23.683356994785569,34.000877645273917,37.400965409801309,47.366713989571139,68.001755290547834,74.801930819602617,{"$f":"Input!$F$21*C3179","v":9.4733427979142277},{"$f":"Input!$F$21*D3179","v":13.603295969962304},14.963625566958536]
[null,3174,8.9833483537729298E-5,1.3603295969962304E-4,4.4916741768864652,6.8001755290547843,7.4801930819602633,22.458370884432323,34.000877645273917,37.400965409801309,44.916741768864647,68.001755290547834,74.801930819602617,{"$f":"Input!$F$21*C3184","v":8.9833483537729304},{"$f":"Input!$F$21*D3184","v":13.603295969962304},14.963625566958536]
[null,3177,8.5633531159375325E-5,1.3603295969962304E-4,4.2816765579687663,6.8001755290547843,7.4801930819602633,21.408382789843831,34.000877645273917,37.400965409801309,42.816765579687662,68.001755290547834,74.801930819602617,{"$f":"Input!$F$21*C3187","v":8.5633531159375327},{"$f":"Input!$F$21*D3187","v":13.603295969962304},14.963625566958536]
[null,3180,7.8633610528785355E-5,1.3603295969962304E-4,3.9316805264392678,6.8001755290547843,7.4801930819602633,19.658402632196339,34.000877645273917,37.400965409801309,39.316805264392677,68.001755290547834,74.801930819602617,{"$f":"Input!$F$21*C3190","v":7.8633610528785356},{"$f":"Input!$F$21*D3190","v":13.603295969962304},14.963625566958536]
[null,3184,7.7933618465726359E-5,1.3533296763656405E-4,3.896680923286318,6.7651835027969032,7.4417018530765944,19.483404616431589,33.825917513984514,37.208509265382972,38.966809232863177,67.651835027969028,74.417018530765944,{"$f":"Input!$F$21*C3194","v":7.793361846572636},{"$f":"Input!$F$21*D3194","v":13.533296763656406},14.886626440022047]
[null,3187,8.2833562907139356E-5,1.3533296763656405E-4,4.141678145356968,6.7651835027969032,7.4417018530765944,20.708390726784838,33.825917513984514,37.208509265382972,41.416781453569676,67.651835027969028,74.417018530765944,{"$f":"Input!$F$21*C3197","v":8.283356290713936},{"$f":"Input!$F$21*D3197","v":13.533296763656406},14.886626440022047]
[null,3190,9.1933459726906285E-5,1.3533296763656405E-4,4.5966729863453146,6.7651835027969032,7.4417018530765944,22.98336493172657,33.825917513984514,37.208509265382972,45.966729863453139,67.651835027969028,74.417018530765944,{"$f":"Input!$F$21*C3200","v":9.1933459726906293},{"$f":"Input!$F$21*D3200","v":13.533296763656406},14.886626440022047]
[null,3191,9.4033435916083286E-5,1.3533296763656405E-4,4.7016717958041641,6.7651835027969032,7.4417018530765944,23.508358979020823,33.825917513984514,37.208509265382972,47.016717958041646,67.651835027969028,74.417018530765944,{"$f":"Input!$F$21*C3201","v":9.4033435916083281},{"$f":"Input!$F$21*D3201","v":13.533296763656406},14.886626440022047]
[null,3194,9.4733427979142281E-5,1.3533296763656405E-4,4.7366713989571139,6.7651835027969032,7.4417018530765944,23.683356994785569,33.825917513984514,37.208509265382972,47.366713989571139,67.651835027969028,74.417018530765944,{"$f":"Input!$F$21*C3204","v":9.4733427979142277},{"$f":"Input!$F$21*D3204","v":13.533296763656406},14.886626440022047]
[null,3199,9.4033435916083286E-5,1.3533296763656405E-4,4.7016717958041641,6.7651835027969032,7.4417018530765944,23.508358979020823,33.825917513984514,37.208509265382972,47.016717958041646,67.651835027969028,74.417018530765944,{"$f":"Input!$F$21*C3209","v":9.4033435916083281},{"$f":"Input!$F$21*D3209","v":13.533296763656406},14.886626440022047]
[null,3202,8.3533554970198338E-5,1.3533296763656405E-4,4.1766777485099169,6.7651835027969032,7.4417018530765944,20.883388742549585,33.825917513984514,37.208509265382972,41.766777485099169,67.651835027969028,74.417018530765944,{"$f":"Input!$F$21*C3212","v":8.3533554970198338},{"$f":"Input!$F$21*D3212","v":13.533296763656406},{"$f":"O3212*1.1","v":14.886626440022047}]
[null,3205,8.3533554970198338E-5,1.3463297557350504E-4,4.1766777485099169,6.7301914765390221,7.4032106241929245,20.883388742549585,33.650957382695111,37.016053120964628,41.766777485099169,67.301914765390222,74.032106241929256,{"$f":"Input!$F$21*C3215","v":8.3533554970198338},{"$f":"Input!$F$21*D3215","v":13.463297557350504},14.809627313085556]
[null,3209,7.8633610528785355E-5,1.3463297557350504E-4,3.9316805264392678,6.7301914765390221,7.4032106241929245,19.658402632196339,33.650957382695111,37.016053120964628,39.316805264392677,67.301914765390222,74.032106241929256,{"$f":"Input!$F$21*C3219","v":7.8633610528785356},{"$f":"Input!$F$21*D3219","v":13.463297557350504},14.809627313085556]
[null,3212,8.0733586717962355E-5,1.3463297557350504E-4,4.0366793358981177,6.7301914765390221,7.4032106241929245,20.183396679490588,33.650957382695111,37.016053120964628,40.366793358981177,67.301914765390222,74.032106241929256,{"$f":"Input!$F$21*C3222","v":8.0733586717962353},{"$f":"Input!$F$21*D3222","v":13.463297557350504},14.809627313085556]
[null,3215,8.9133491474670303E-5,1.3463297557350504E-4,4.4566745737335154,6.7301914765390221,7.4032106241929245,22.283372868667577,33.650957382695111,37.016053120964628,44.566745737335154,67.301914765390222,74.032106241929256,{"$f":"Input!$F$21*C3225","v":8.9133491474670308},{"$f":"Input!$F$21*D3225","v":13.463297557350504},14.809627313085556]
[null,3216,8.9833483537729298E-5,1.3463297557350504E-4,4.4916741768864652,6.7301914765390221,7.4032106241929245,22.458370884432323,33.650957382695111,37.016053120964628,44.916741768864647,67.301914765390222,74.032106241929256,{"$f":"Input!$F$21*C3226","v":8.9833483537729304},{"$f":"Input!$F$21*D3226","v":13.463297557350504},14.809627313085556]
[null,3220,9.7533396231378264E-5,1.3463297557350504E-4,4.8766698115689131,6.7301914765390221,7.4032106241929245,24.383349057844566,33.650957382695111,37.016053120964628,48.766698115689131,67.301914765390222,74.032106241929256,{"$f":"Input!$F$21*C3230","v":9.7533396231378262},{"$f":"Input!$F$21*D3230","v":13.463297557350504},14.809627313085556]
[null,3224,9.4733427979142281E-5,1.3463297557350504E-4,4.7366713989571139,6.7301914765390221,7.4032106241929245,23.683356994785569,33.650957382695111,37.016053120964628,47.366713989571139,67.301914765390222,74.032106241929256,{"$f":"Input!$F$21*C3234","v":9.4733427979142277},{"$f":"Input!$F$21*D3234","v":13.463297557350504},14.809627313085556]
[null,3227,8.2133570844080333E-5,1.3463297557350504E-4,4.1066785422040164,6.7301914765390221,7.4032106241929245,20.533392711020085,33.650957382695111,37.016053120964628,41.066785422040169,67.301914765390222,74.032106241929256,{"$f":"Input!$F$21*C3237","v":8.2133570844080328},{"$f":"Input!$F$21*D3237","v":13.463297557350504},14.809627313085556]
[null,3230,8.4233547033257333E-5,1.3463297557350504E-4,4.2116773516628667,6.7301914765390221,7.4032106241929245,21.058386758314334,33.650957382695111,37.016053120964628,42.116773516628669,67.301914765390222,74.032106241929256,{"$f":"Input!$F$21*C3240","v":8.4233547033257334},{"$f":"Input!$F$21*D3240","v":13.463297557350504},14.809627313085556]
[null,3234,7.9333602591844364E-5,1.3463297557350504E-4,3.9666801295922181,6.7301914765390221,7.4032106241929245,19.833400647961092,33.650957382695111,37.016053120964628,39.666801295922184,67.301914765390222,74.032106241929256,{"$f":"Input!$F$21*C3244","v":7.9333602591844361},{"$f":"Input!$F$21*D3244","v":13.463297557350504},14.809627313085556]
[null,3237,9.0533475600788294E-5,1.3393298351044606E-4,4.526673780039415,6.6951994502811427,7.3647193953092573,22.633368900197073,33.475997251405715,36.823596976546291,45.266737800394147,66.951994502811431,73.647193953092582,{"$f":"Input!$F$21*C3247","v":9.05334756007883},{"$f":"Input!$F$21*D3247","v":13.393298351044606},14.732628186149068]
[null,3238,1.0103335654667326E-4,1.3393298351044606E-4,5.051667827333663,6.6951994502811427,7.3647193953092573,25.258339136668315,33.475997251405715,36.823596976546291,50.51667827333663,66.951994502811431,73.647193953092582,{"$f":"Input!$F$21*C3248","v":10.103335654667326},{"$f":"Input!$F$21*D3248","v":13.393298351044606},14.732628186149068]
[null,3241,1.0033336448361425E-4,1.3393298351044606E-4,5.0166682241807123,6.6951994502811427,7.3647193953092573,25.083341120903562,33.475997251405715,36.823596976546291,50.166682241807123,66.951994502811431,73.647193953092582,{"$f":"Input!$F$21*C3251","v":10.033336448361425},{"$f":"Input!$F$21*D3251","v":13.393298351044606},14.732628186149068]
[null,3245,9.1933459726906285E-5,1.3393298351044606E-4,4.5966729863453146,6.6951994502811427,7.3647193953092573,22.98336493172657,33.475997251405715,36.823596976546291,45.966729863453139,66.951994502811431,73.647193953092582,{"$f":"Input!$F$21*C3255","v":9.1933459726906293},{"$f":"Input!$F$21*D3255","v":13.393298351044606},14.732628186149068]
[null,3249,7.0933697835136403E-5,1.3393298351044606E-4,3.5466848917568203,6.6951994502811427,7.3647193953092573,17.7334244587841,33.475997251405715,36.823596976546291,35.4668489175682,66.951994502811431,73.647193953092582,{"$f":"Input!$F$21*C3259","v":7.0933697835136407},{"$f":"Input!$F$21*D3259","v":13.393298351044606},14.732628186149068]
[null,3252,6.9533713709018426E-5,1.3393298351044606E-4,3.4766856854509212,6.6951994502811427,7.3647193953092573,17.383428427254607,33.475997251405715,36.823596976546291,34.766856854509214,66.951994502811431,73.647193953092582,{"$f":"Input!$F$21*C3262","v":6.9533713709018423},{"$f":"Input!$F$21*D3262","v":13.393298351044606},14.732628186149068]
[null,3255,4.5733983565012541E-5,1.3393298351044606E-4,2.2866991782506272,6.6951994502811427,7.3647193953092573,11.433495891253136,33.475997251405715,36.823596976546291,22.866991782506272,66.951994502811431,73.647193953092582,{"$f":"Input!$F$21*C3265","v":4.5733983565012544},{"$f":"Input!$F$21*D3265","v":13.393298351044606},14.732628186149068]
[null,3259,5.9733824826192467E-5,1.3393298351044606E-4,2.9866912413096234,6.6951994502811427,7.3647193953092573,14.933456206548117,33.475997251405715,36.823596976546291,29.866912413096234,66.951994502811431,73.647193953092582,{"$f":"Input!$F$21*C3269","v":5.9733824826192468},{"$f":"Input!$F$21*D3269","v":13.393298351044606},14.732628186149068]
[null,3262,7.1633689898195399E-5,1.3393298351044606E-4,3.5816844949097701,6.6951994502811427,7.3647193953092573,17.90842247454885,33.475997251405715,36.823596976546291,35.8168449490977,66.951994502811431,73.647193953092582,{"$f":"Input!$F$21*C3272","v":7.1633689898195403},{"$f":"Input!$F$21*D3272","v":13.393298351044606},14.732628186149068]
[null,3263,7.5833642276549373E-5,1.3393298351044606E-4,3.7916821138274686,6.6951994502811427,7.3647193953092573,18.958410569137342,33.475997251405715,36.823596976546291,37.916821138274685,66.951994502811431,73.647193953092582,{"$f":"Input!$F$21*C3273","v":7.5833642276549371},{"$f":"Input!$F$21*D3273","v":13.393298351044606},14.732628186149068]
[null,3266,8.3533554970198338E-5,1.3393298351044606E-4,4.1766777485099169,6.6951994502811427,7.3647193953092573,20.883388742549585,33.475997251405715,36.823596976546291,41.766777485099169,66.951994502811431,73.647193953092582,{"$f":"Input!$F$21*C3276","v":8.3533554970198338},{"$f":"Input!$F$21*D3276","v":13.393298351044606},{"$f":"O3276*1.1","v":14.732628186149068}]
[null,3270,8.6333523222434334E-5,1.3393298351044606E-4,4.316676161121717,6.6951994502811427,7.3647193953092573,21.583380805608584,33.475997251405715,36.823596976546291,43.166761611217169,66.951994502811431,73.647193953092582,{"$f":"Input!$F$21*C3280","v":8.6333523222434341},{"$f":"Input!$F$21*D3280","v":13.393298351044606},14.732628186149068]
[null,3274,8.7033515285493316E-5,1.3323299144738705E-4,4.351675764274666,6.6602074240232625,7.3262281664255893,21.758378821373331,33.301037120116312,36.631140832127947,43.516757642746661,66.602074240232625,73.262281664255894,{"$f":"Input!$F$21*C3284","v":8.7033515285493319},{"$f":"Input!$F$21*D3284","v":13.323299144738705},14.655629059212577]
[null,3277,1.0173334860973222E-4,1.3323299144738705E-4,5.0866674304866111,6.6602074240232625,7.3262281664255893,25.433337152433054,33.301037120116312,36.631140832127947,50.866674304866109,66.602074240232625,73.262281664255894,{"$f":"Input!$F$21*C3287","v":10.173334860973222},{"$f":"Input!$F$21*D3287","v":13.323299144738705},14.655629059212577]
[null,3280,9.1933459726906285E-5,1.3323299144738705E-4,4.5966729863453146,6.6602074240232625,7.3262281664255893,22.98336493172657,33.301037120116312,36.631140832127947,45.966729863453139,66.602074240232625,73.262281664255894,{"$f":"Input!$F$21*C3290","v":9.1933459726906293},{"$f":"Input!$F$21*D3290","v":13.323299144738705},14.655629059212577]
[null,3284,1.0033336448361425E-4,1.3323299144738705E-4,5.0166682241807123,6.6602074240232625,7.3262281664255893,25.083341120903562,33.301037120116312,36.631140832127947,50.166682241807123,66.602074240232625,73.262281664255894,{"$f":"Input!$F$21*C3294","v":10.033336448361425},{"$f":"Input!$F$21*D3294","v":13.323299144738705},14.655629059212577]
[null,3287,1.1923315018620715E-4,1.3323299144738705E-4,5.9616575093103581,6.6602074240232625,7.3262281664255893,29.808287546551789,33.301037120116312,36.631140832127947,59.616575093103577,66.602074240232625,73.262281664255894,{"$f":"Input!$F$21*C3297","v":11.923315018620716},{"$f":"Input!$F$21*D3297","v":13.323299144738705},14.655629059212577]
[null,3291,1.3393298351044606E-4,1.3323299144738705E-4,6.6966491755223032,6.6602074240232625,7.3262281664255893,33.483245877611516,33.301037120116312,36.631140832127947,66.966491755223032,66.602074240232625,73.262281664255894,{"$f":"Input!$F$21*C3301","v":13.393298351044606},{"$f":"Input!$F$21*D3301","v":13.323299144738705},14.655629059212577]
[null,3292,1.3953292001491803E-4,1.3323299144738705E-4,6.9766460007459017,6.6602074240232625,7.3262281664255893,34.883230003729508,33.301037120116312,36.631140832127947,69.766460007459017,66.602074240232625,73.262281664255894,{"$f":"Input!$F$21*C3302","v":13.953292001491803},{"$f":"Input!$F$21*D3302","v":13.323299144738705},14.655629059212577]
[null,3295,1.1993314224926614E-4,1.3323299144738705E-4,5.996657112463307,6.6602074240232625,7.3262281664255893,29.983285562316535,33.301037120116312,36.631140832127947,59.96657112463307,66.602074240232625,73.262281664255894,{"$f":"Input!$F$21*C3305","v":11.993314224926614},{"$f":"Input!$F$21*D3305","v":13.323299144738705},14.655629059212577]
[null,3299,8.2133570844080333E-5,1.3323299144738705E-4,4.1066785422040164,6.6602074240232625,7.3262281664255893,20.533392711020085,33.301037120116312,36.631140832127947,41.066785422040169,66.602074240232625,73.262281664255894,{"$f":"Input!$F$21*C3309","v":8.2133570844080328},{"$f":"Input!$F$21*D3309","v":13.323299144738705},14.655629059212577]
[null,3302,9.4733427979142281E-5,1.3323299144738705E-4,4.7366713989571139,6.6602074240232625,7.3262281664255893,23.683356994785569,33.301037120116312,36.631140832127947,47.366713989571139,66.602074240232625,73.262281664255894,{"$f":"Input!$F$21*C3312","v":9.4733427979142277},{"$f":"Input!$F$21*D3312","v":13.323299144738705},14.655629059212577]
[null,3306,9.1233467663847303E-5,1.3323299144738705E-4,4.5616733831923648,6.6602074240232625,7.3262281664255893,22.808366915961827,33.301037120116312,36.631140832127947,45.616733831923653,66.602074240232625,73.262281664255894,{"$f":"Input!$F$21*C3316","v":9.1233467663847296},{"$f":"Input!$F$21*D3316","v":13.323299144738705},14.655629059212577]
[null,3309,1.0523330892502722E-4,1.3323299144738705E-4,5.261665446251361,6.6602074240232625,7.3262281664255893,26.308327231256804,33.301037120116312,36.631140832127947,52.616654462513608,66.602074240232625,73.262281664255894,{"$f":"Input!$F$21*C3319","v":10.523330892502722},{"$f":"Input!$F$21*D3319","v":13.323299144738705},14.655629059212577]
[null,3312,1.262330708167971E-4,1.325329993843281E-4,6.3116535408398544,6.6252153977653832,7.2877369375419221,31.558267704199274,33.126076988826917,36.43868468770961,63.116535408398548,66.252153977653833,72.877369375419221,{"$f":"Input!$F$21*C3322","v":12.623307081679709},{"$f":"Input!$F$21*D3322","v":13.253299938432809},14.57862993227609]
[null,3316,1.262330708167971E-4,1.325329993843281E-4,6.3116535408398544,6.6252153977653832,7.2877369375419221,31.558267704199274,33.126076988826917,36.43868468770961,63.116535408398548,66.252153977653833,72.877369375419221,{"$f":"Input!$F$21*C3326","v":12.623307081679709},{"$f":"Input!$F$21*D3326","v":13.253299938432809},14.57862993227609]
[null,3317,1.1993314224926614E-4,1.325329993843281E-4,5.996657112463307,6.6252153977653832,7.2877369375419221,29.983285562316535,33.126076988826917,36.43868468770961,59.96657112463307,66.252153977653833,72.877369375419221,{"$f":"Input!$F$21*C3327","v":11.993314224926614},{"$f":"Input!$F$21*D3327","v":13.253299938432809},14.57862993227609]
[null,3320,1.0873326924032219E-4,1.325329993843281E-4,5.4366634620161101,6.6252153977653832,7.2877369375419221,27.183317310080547,33.126076988826917,36.43868468770961,54.366634620161093,66.252153977653833,72.877369375419221,{"$f":"Input!$F$21*C3330","v":10.87332692403222},{"$f":"Input!$F$21*D3330","v":13.253299938432809},14.57862993227609]
[null,3324,9.333344385302429E-5,1.325329993843281E-4,4.6666721926512142,6.6252153977653832,7.2877369375419221,23.333360963256073,33.126076988826917,36.43868468770961,46.666721926512146,66.252153977653833,72.877369375419221,{"$f":"Input!$F$21*C3334","v":9.3333443853024285},{"$f":"Input!$F$21*D3334","v":13.253299938432809},14.57862993227609]
[null,3327,8.0733586717962355E-5,1.325329993843281E-4,4.0366793358981177,6.6252153977653832,7.2877369375419221,20.183396679490588,33.126076988826917,36.43868468770961,40.366793358981177,66.252153977653833,72.877369375419221,{"$f":"Input!$F$21*C3337","v":8.0733586717962353},{"$f":"Input!$F$21*D3337","v":13.253299938432809},14.57862993227609]
[null,3331,9.8233388294437246E-5,1.325329993843281E-4,4.911669414721862,6.6252153977653832,7.2877369375419221,24.558347073609312,33.126076988826917,36.43868468770961,49.116694147218624,66.252153977653833,72.877369375419221,{"$f":"Input!$F$21*C3341","v":9.8233388294437241},{"$f":"Input!$F$21*D3341","v":13.253299938432809},14.57862993227609]
[null,3334,1.1223322955561718E-4,1.325329993843281E-4,5.6116614777808591,6.6252153977653832,7.2877369375419221,28.058307388904296,33.126076988826917,36.43868468770961,56.116614777808593,66.252153977653833,72.877369375419221,{"$f":"Input!$F$21*C3344","v":11.223322955561718},{"$f":"Input!$F$21*D3344","v":13.253299938432809},14.57862993227609]
[null,3337,1.2203311843844312E-4,1.325329993843281E-4,6.1016559219221564,6.6252153977653832,7.2877369375419221,30.508279609610781,33.126076988826917,36.43868468770961,61.016559219221563,66.252153977653833,72.877369375419221,{"$f":"Input!$F$21*C3347","v":12.203311843844313},{"$f":"Input!$F$21*D3347","v":13.253299938432809},14.57862993227609]
[null,3339,1.241330946276201E-4,1.325329993843281E-4,6.206654731381005,6.6252153977653832,7.2877369375419221,31.033273656905024,33.126076988826917,36.43868468770961,62.066547313810048,66.252153977653833,72.877369375419221,{"$f":"Input!$F$21*C3349","v":12.41330946276201},{"$f":"Input!$F$21*D3349","v":13.253299938432809},14.57862993227609]
[null,3342,1.2203311843844312E-4,1.325329993843281E-4,6.1016559219221564,6.6252153977653832,7.2877369375419221,30.508279609610781,33.126076988826917,36.43868468770961,61.016559219221563,66.252153977653833,72.877369375419221,{"$f":"Input!$F$21*C3352","v":12.203311843844313},{"$f":"Input!$F$21*D3352","v":13.253299938432809},14.57862993227609]
[null,3346,9.4733427979142281E-5,1.325329993843281E-4,4.7366713989571139,6.6252153977653832,7.2877369375419221,23.683356994785569,33.126076988826917,36.43868468770961,47.366713989571139,66.252153977653833,72.877369375419221,{"$f":"Input!$F$21*C3356","v":9.4733427979142277},{"$f":"Input!$F$21*D3356","v":13.253299938432809},14.57862993227609]
[null,3349,8.7733507348552325E-5,1.3183300732126906E-4,4.3866753674276167,6.5902233715075038,7.2492457086582549,21.933376837138081,32.951116857537521,36.246228543291274,43.866753674276161,65.902233715075042,72.492457086582547,{"$f":"Input!$F$21*C3359","v":8.7733507348552333},{"$f":"Input!$F$21*D3359","v":13.183300732126906},14.501630805339598]
[null,3352,8.0733586717962355E-5,1.3183300732126906E-4,4.0366793358981177,6.5902233715075038,7.2492457086582549,20.183396679490588,32.951116857537521,36.246228543291274,40.366793358981177,65.902233715075042,72.492457086582547,{"$f":"Input!$F$21*C3362","v":8.0733586717962353},{"$f":"Input!$F$21*D3362","v":13.183300732126906},14.501630805339598]
[null,3356,8.9833483537729298E-5,1.3183300732126906E-4,4.4916741768864652,6.5902233715075038,7.2492457086582549,22.458370884432323,32.951116857537521,36.246228543291274,44.916741768864647,65.902233715075042,72.492457086582547,{"$f":"Input!$F$21*C3366","v":8.9833483537729304},{"$f":"Input!$F$21*D3366","v":13.183300732126906},14.501630805339598]
[null,3359,1.2273311050150213E-4,1.3183300732126906E-4,6.1366555250751063,6.5902233715075038,7.2492457086582549,30.683277625375535,32.951116857537521,36.246228543291274,61.36655525075107,65.902233715075042,72.492457086582547,{"$f":"Input!$F$21*C3369","v":12.273311050150213},{"$f":"Input!$F$21*D3369","v":13.183300732126906},14.501630805339598]
[null,3362,1.3603295969962304E-4,1.3183300732126906E-4,6.8016479849811518,6.5902233715075038,7.2492457086582549,34.008239924905759,32.951116857537521,36.246228543291274,68.016479849811518,65.902233715075042,72.492457086582547,{"$f":"Input!$F$21*C3372","v":13.603295969962304},{"$f":"Input!$F$21*D3372","v":13.183300732126906},14.501630805339598]
[null,3364,1.3603295969962304E-4,1.3183300732126906E-4,6.8016479849811518,6.5902233715075038,7.2492457086582549,34.008239924905759,32.951116857537521,36.246228543291274,68.016479849811518,65.902233715075042,72.492457086582547,{"$f":"Input!$F$21*C3374","v":13.603295969962304},{"$f":"Input!$F$21*D3374","v":13.183300732126906},14.501630805339598]
[null,3367,1.1293322161867618E-4,1.3183300732126906E-4,5.6466610809338089,6.5902233715075038,7.2492457086582549,28.233305404669046,32.951116857537521,36.246228543291274,56.466610809338093,65.902233715075042,72.492457086582547,{"$f":"Input!$F$21*C3377","v":11.293322161867618},{"$f":"Input!$F$21*D3377","v":13.183300732126906},14.501630805339598]
[null,3371,8.9833483537729298E-5,1.3183300732126906E-4,4.4916741768864652,6.5902233715075038,7.2492457086582549,22.458370884432323,32.951116857537521,36.246228543291274,44.916741768864647,65.902233715075042,72.492457086582547,{"$f":"Input!$F$21*C3381","v":8.9833483537729304},{"$f":"Input!$F$21*D3381","v":13.183300732126906},14.501630805339598]
[null,3374,9.333344385302429E-5,1.3183300732126906E-4,4.6666721926512142,6.5902233715075038,7.2492457086582549,23.333360963256073,32.951116857537521,36.246228543291274,46.666721926512146,65.902233715075042,72.492457086582547,{"$f":"Input!$F$21*C3384","v":9.3333443853024285},{"$f":"Input!$F$21*D3384","v":13.183300732126906},14.501630805339598]
[null,3377,9.1233467663847303E-5,1.3183300732126906E-4,4.5616733831923648,6.5902233715075038,7.2492457086582549,22.808366915961827,32.951116857537521,36.246228543291274,45.616733831923653,65.902233715075042,72.492457086582547,{"$f":"Input!$F$21*C3387","v":9.1233467663847296},{"$f":"Input!$F$21*D3387","v":13.183300732126906},14.501630805339598]
[null,3381,8.5633531159375325E-5,1.3183300732126906E-4,4.2816765579687663,6.5902233715075038,7.2492457086582549,21.408382789843831,32.951116857537521,36.246228543291274,42.816765579687662,65.902233715075042,72.492457086582547,{"$f":"Input!$F$21*C3391","v":8.5633531159375327},{"$f":"Input!$F$21*D3391","v":13.183300732126906},14.501630805339598]
[null,3383,9.4733427979142281E-5,1.3183300732126906E-4,4.7366713989571139,6.5902233715075038,7.2492457086582549,23.683356994785569,32.951116857537521,36.246228543291274,47.366713989571139,65.902233715075042,72.492457086582547,{"$f":"Input!$F$21*C3393","v":9.4733427979142277},{"$f":"Input!$F$21*D3393","v":13.183300732126906},14.501630805339598]
[null,3388,9.963337242055525E-5,1.3183300732126906E-4,4.9816686210277625,6.5902233715075038,7.2492457086582549,24.908343105138812,32.951116857537521,36.246228543291274,49.816686210277624,65.902233715075042,72.492457086582547,{"$f":"Input!$F$21*C3398","v":9.9633372420555251},{"$f":"Input!$F$21*D3398","v":13.183300732126906},14.501630805339598]
[null,3389,1.0103335654667326E-4,1.3183300732126906E-4,5.051667827333663,6.5902233715075038,7.2492457086582549,25.258339136668315,32.951116857537521,36.246228543291274,50.51667827333663,65.902233715075042,72.492457086582547,{"$f":"Input!$F$21*C3399","v":10.103335654667326},{"$f":"Input!$F$21*D3399","v":13.183300732126906},14.501630805339598]
[null,3392,9.6833404168319254E-5,1.3113301525821005E-4,4.8416702084159624,6.5552313452496227,7.2107544797745859,24.208351042079812,32.776156726248118,36.05377239887293,48.416702084159624,65.552313452496236,72.107544797745859,{"$f":"Input!$F$21*C3402","v":9.6833404168319248},{"$f":"Input!$F$21*D3402","v":13.113301525821006},14.424631678403108]
[null,3396,9.4733427979142281E-5,1.3113301525821005E-4,4.7366713989571139,6.5552313452496227,7.2107544797745859,23.683356994785569,32.776156726248118,36.05377239887293,47.366713989571139,65.552313452496236,72.107544797745859,{"$f":"Input!$F$21*C3406","v":9.4733427979142277},{"$f":"Input!$F$21*D3406","v":13.113301525821006},14.424631678403108]
[null,3399,9.333344385302429E-5,1.3113301525821005E-4,4.6666721926512142,6.5552313452496227,7.2107544797745859,23.333360963256073,32.776156726248118,36.05377239887293,46.666721926512146,65.552313452496236,72.107544797745859,{"$f":"Input!$F$21*C3409","v":9.3333443853024285},{"$f":"Input!$F$21*D3409","v":13.113301525821006},14.424631678403108]
[null,3402,8.8433499411611294E-5,1.3113301525821005E-4,4.4216749705805647,6.5552313452496227,7.2107544797745859,22.108374852902823,32.776156726248118,36.05377239887293,44.216749705805647,65.552313452496236,72.107544797745859,{"$f":"Input!$F$21*C3412","v":8.8433499411611294},{"$f":"Input!$F$21*D3412","v":13.113301525821006},14.424631678403108]
[null,3404,9.2633451789965294E-5,1.3113301525821005E-4,4.6316725894982644,6.5552313452496227,7.2107544797745859,23.158362947491323,32.776156726248118,36.05377239887293,46.316725894982646,65.552313452496236,72.107544797745859,{"$f":"Input!$F$21*C3414","v":9.2633451789965289},{"$f":"Input!$F$21*D3414","v":13.113301525821006},14.424631678403108]
[null,3410,1.0873326924032219E-4,1.3113301525821005E-4,5.4366634620161101,6.5552313452496227,7.2107544797745859,27.183317310080547,32.776156726248118,36.05377239887293,54.366634620161093,65.552313452496236,72.107544797745859,{"$f":"Input!$F$21*C3420","v":10.87332692403222},{"$f":"Input!$F$21*D3420","v":13.113301525821006},14.424631678403108]
[null,3411,1.0873326924032219E-4,1.3113301525821005E-4,5.4366634620161101,6.5552313452496227,7.2107544797745859,27.183317310080547,32.776156726248118,36.05377239887293,54.366634620161093,65.552313452496236,72.107544797745859,{"$f":"Input!$F$21*C3421","v":10.87332692403222},{"$f":"Input!$F$21*D3421","v":13.113301525821006},14.424631678403108]
[null,3414,1.0663329305114521E-4,1.3113301525821005E-4,5.3316646525572606,6.5552313452496227,7.2107544797745859,26.6583232627863,32.776156726248118,36.05377239887293,53.316646525572601,65.552313452496236,72.107544797745859,{"$f":"Input!$F$21*C3424","v":10.663329305114521},{"$f":"Input!$F$21*D3424","v":13.113301525821006},14.424631678403108]
[null,3417,9.7533396231378264E-5,1.3113301525821005E-4,4.8766698115689131,6.5552313452496227,7.2107544797745859,24.383349057844566,32.776156726248118,36.05377239887293,48.766698115689131,65.552313452496236,72.107544797745859,{"$f":"Input!$F$21*C3427","v":9.7533396231378262},{"$f":"Input!$F$21*D3427","v":13.113301525821006},14.424631678403108]
[null,3421,9.1233467663847303E-5,1.304330231951511E-4,4.5616733831923648,6.5202393189917425,7.172263250890917,22.808366915961827,32.601196594958715,35.861316254454593,45.616733831923653,65.20239318991743,71.722632508909186,{"$f":"Input!$F$21*C3431","v":9.1233467663847296},{"$f":"Input!$F$21*D3431","v":13.04330231951511},14.347632551466623]
[null,3424,8.7733507348552325E-5,1.304330231951511E-4,4.3866753674276167,6.5202393189917425,7.172263250890917,21.933376837138081,32.601196594958715,35.861316254454593,43.866753674276161,65.20239318991743,71.722632508909186,{"$f":"Input!$F$21*C3434","v":8.7733507348552333},{"$f":"Input!$F$21*D3434","v":13.04330231951511},14.347632551466623]
[null,3427,8.4933539096316329E-5,1.304330231951511E-4,4.2466769548158165,6.5202393189917425,7.172263250890917,21.233384774079081,32.601196594958715,35.861316254454593,42.466769548158162,65.20239318991743,71.722632508909186,{"$f":"Input!$F$21*C3437","v":8.4933539096316331},{"$f":"Input!$F$21*D3437","v":13.04330231951511},14.347632551466623]
[null,3429,9.1233467663847303E-5,1.304330231951511E-4,4.5616733831923648,6.5202393189917425,7.172263250890917,22.808366915961827,32.601196594958715,35.861316254454593,45.616733831923653,65.20239318991743,71.722632508909186,{"$f":"Input!$F$21*C3439","v":9.1233467663847296},{"$f":"Input!$F$21*D3439","v":13.04330231951511},14.347632551466623]
[null,3435,1.1363321368173518E-4,1.304330231951511E-4,5.6816606840867587,6.5202393189917425,7.172263250890917,28.408303420433793,32.601196594958715,35.861316254454593,56.816606840867586,65.20239318991743,71.722632508909186,{"$f":"Input!$F$21*C3445","v":11.363321368173517},{"$f":"Input!$F$21*D3445","v":13.04330231951511},14.347632551466623]
[null,3436,1.1153323749255818E-4,1.304330231951511E-4,5.5766618746279084,6.5202393189917425,7.172263250890917,27.883309373139543,32.601196594958715,35.861316254454593,55.766618746279086,65.20239318991743,71.722632508909186,{"$f":"Input!$F$21*C3446","v":11.153323749255817},{"$f":"Input!$F$21*D3446","v":13.04330231951511},14.347632551466623]
[null,3439,1.0453331686196822E-4,1.304330231951511E-4,5.2266658430984112,6.5202393189917425,7.172263250890917,26.133329215492054,32.601196594958715,35.861316254454593,52.266658430984108,65.20239318991743,71.722632508909186,{"$f":"Input!$F$21*C3449","v":10.453331686196822},{"$f":"Input!$F$21*D3449","v":13.04330231951511},14.347632551466623]
[null,3442,8.5633531159375325E-5,1.304330231951511E-4,4.2816765579687663,6.5202393189917425,7.172263250890917,21.408382789843831,32.601196594958715,35.861316254454593,42.816765579687662,65.20239318991743,71.722632508909186,{"$f":"Input!$F$21*C3452","v":8.5633531159375327},{"$f":"Input!$F$21*D3452","v":13.04330231951511},14.347632551466623]
[null,3446,5.8333840700074476E-5,1.304330231951511E-4,2.9166920350037238,6.5202393189917425,7.172263250890917,14.583460175018619,32.601196594958715,35.861316254454593,29.166920350037238,65.20239318991743,71.722632508909186,{"$f":"Input!$F$21*C3456","v":5.8333840700074475},{"$f":"Input!$F$21*D3456","v":13.04330231951511},14.347632551466623]
[null,3449,7.5133650213490377E-5,1.304330231951511E-4,3.7566825106745187,6.5202393189917425,7.172263250890917,18.783412553372596,32.601196594958715,35.861316254454593,37.566825106745192,65.20239318991743,71.722632508909186,{"$f":"Input!$F$21*C3459","v":7.5133650213490375},{"$f":"Input!$F$21*D3459","v":13.04330231951511},14.347632551466623]
[null,3454,8.9833483537729298E-5,1.304330231951511E-4,4.4916741768864652,6.5202393189917425,7.172263250890917,22.458370884432323,32.601196594958715,35.861316254454593,44.916741768864647,65.20239318991743,71.722632508909186,{"$f":"Input!$F$21*C3464","v":8.9833483537729304},{"$f":"Input!$F$21*D3464","v":13.04330231951511},14.347632551466623]
[null,3457,1.1363321368173518E-4,1.304330231951511E-4,{"$f":"$E$9*C3467","v":5.6816606840867587},6.5202393189917425,{"$f":"F3467*1.1","v":7.172263250890917},{"$f":"$H$9*C3467","v":28.408303420433793},32.601196594958715,{"$f":"I3467*1.1","v":35.861316254454593},{"$f":"$K$9*C3467","v":56.816606840867586},65.20239318991743,{"$f":"L3467*1.1","v":71.722632508909186},{"$f":"Input!$F$21*C3467","v":11.363321368173517},{"$f":"Input!$F$21*D3467","v":13.04330231951511},14.347632551466623]
[null,3460,1.2343310256456111E-4,1.304330231951511E-4,6.1716551282280561,6.5202393189917425,7.172263250890917,30.858275641140278,32.601196594958715,35.861316254454593,61.716551282280555,65.20239318991743,71.722632508909186,{"$f":"Input!$F$21*C3470","v":12.343310256456112},{"$f":"Input!$F$21*D3470","v":13.04330231951511},14.347632551466623]
[null,3461,1.2973303113209209E-4,1.304330231951511E-4,6.4866515566046044,6.5202393189917425,7.172263250890917,32.433257783023024,32.601196594958715,35.861316254454593,64.866515566046047,65.20239318991743,71.722632508909186,{"$f":"Input!$F$21*C3471","v":12.973303113209209},{"$f":"Input!$F$21*D3471","v":13.04330231951511},14.347632551466623]
[null,3464,8.9833483537729298E-5,1.304330231951511E-4,4.4916741768864652,6.5202393189917425,7.172263250890917,22.458370884432323,32.601196594958715,35.861316254454593,44.916741768864647,65.20239318991743,71.722632508909186,{"$f":"Input!$F$21*C3474","v":8.9833483537729304},{"$f":"Input!$F$21*D3474","v":13.04330231951511},14.347632551466623]
[null,3467,6.183380101536946E-5,1.304330231951511E-4,3.0916900507684728,6.5202393189917425,7.172263250890917,15.458450253842365,32.601196594958715,35.861316254454593,30.91690050768473,65.20239318991743,71.722632508909186,{"$f":"Input!$F$21*C3477","v":6.1833801015369456},{"$f":"Input!$F$21*D3477","v":13.04330231951511},14.347632551466623]
[null,3471,5.4833880384779504E-5,1.304330231951511E-4,2.7416940192389752,6.5202393189917425,7.172263250890917,13.708470096194876,32.601196594958715,35.861316254454593,27.416940192389752,65.20239318991743,71.722632508909186,{"$f":"Input!$F$21*C3481","v":5.4833880384779503},{"$f":"Input!$F$21*D3481","v":13.04330231951511},14.347632551466623]
[null,3474,6.3233785141487438E-5,1.2973303113209209E-4,3.161689257074372,6.4852472927338614,7.133772022007248,15.808446285371859,32.426236463669305,35.668860110036242,31.616892570743719,64.85247292733861,71.337720220072484,{"$f":"Input!$F$21*C3484","v":6.323378514148744},{"$f":"Input!$F$21*D3484","v":12.973303113209209},14.27063342453013]
[null,3479,1.0593330098808622E-4,1.2973303113209209E-4,5.2966650494043108,6.4852472927338614,7.133772022007248,26.483325247021558,32.426236463669305,35.668860110036242,52.966650494043115,64.85247292733861,71.337720220072484,{"$f":"Input!$F$21*C3489","v":10.593330098808622},{"$f":"Input!$F$21*D3489","v":12.973303113209209},14.27063342453013]
[null,3482,1.0453331686196822E-4,1.2973303113209209E-4,5.2266658430984112,6.4852472927338614,7.133772022007248,26.133329215492054,32.426236463669305,35.668860110036242,52.266658430984108,64.85247292733861,71.337720220072484,{"$f":"Input!$F$21*C3492","v":10.453331686196822},{"$f":"Input!$F$21*D3492","v":12.973303113209209},14.27063342453013]
[null,3485,1.0733328511420422E-4,1.2973303113209209E-4,5.3666642557102104,6.4852472927338614,7.133772022007248,26.833321278551054,32.426236463669305,35.668860110036242,53.666642557102108,64.85247292733861,71.337720220072484,{"$f":"Input!$F$21*C3495","v":10.733328511420421},{"$f":"Input!$F$21*D3495","v":12.973303113209209},14.27063342453013]
[null,3486,1.0663329305114521E-4,1.2973303113209209E-4,5.3316646525572606,6.4852472927338614,7.133772022007248,26.6583232627863,32.426236463669305,35.668860110036242,53.316646525572601,64.85247292733861,71.337720220072484,{"$f":"Input!$F$21*C3496","v":10.663329305114521},{"$f":"Input!$F$21*D3496","v":12.973303113209209},14.27063342453013]
[null,3489,9.8933380357496255E-5,1.2973303113209209E-4,4.9466690178748127,6.4852472927338614,7.133772022007248,24.733345089374065,32.426236463669305,35.668860110036242,49.466690178748131,64.85247292733861,71.337720220072484,{"$f":"Input!$F$21*C3499","v":9.8933380357496254},{"$f":"Input!$F$21*D3499","v":12.973303113209209},14.27063342453013]
[null,3492,9.8933380357496255E-5,1.2973303113209209E-4,4.9466690178748127,6.4852472927338614,7.133772022007248,24.733345089374065,32.426236463669305,35.668860110036242,49.466690178748131,64.85247292733861,71.337720220072484,{"$f":"Input!$F$21*C3502","v":9.8933380357496254},{"$f":"Input!$F$21*D3502","v":12.973303113209209},14.27063342453013]
[null,3496,8.9833483537729298E-5,1.2973303113209209E-4,4.4916741768864652,6.4852472927338614,7.133772022007248,22.458370884432323,32.426236463669305,35.668860110036242,44.916741768864647,64.85247292733861,71.337720220072484,{"$f":"Input!$F$21*C3506","v":8.9833483537729304},{"$f":"Input!$F$21*D3506","v":12.973303113209209},14.27063342453013]
[null,3500,9.1933459726906285E-5,1.2973303113209209E-4,4.5966729863453146,6.4852472927338614,7.133772022007248,22.98336493172657,32.426236463669305,35.668860110036242,45.966729863453139,64.85247292733861,71.337720220072484,{"$f":"Input!$F$21*C3510","v":9.1933459726906293},{"$f":"Input!$F$21*D3510","v":12.973303113209209},14.27063342453013]
[null,3504,1.0803327717726321E-4,1.2973303113209209E-4,5.4016638588631603,6.4852472927338614,7.133772022007248,27.008319294315804,32.426236463669305,35.668860110036242,54.016638588631608,64.85247292733861,71.337720220072484,{"$f":"Input!$F$21*C3514","v":10.803327717726321},{"$f":"Input!$F$21*D3514","v":12.973303113209209},14.27063342453013]
[null,3507,1.2903303906903311E-4,1.2973303113209209E-4,6.4516519534516554,6.4852472927338614,7.133772022007248,32.258259767258274,32.426236463669305,35.668860110036242,64.516519534516547,64.85247292733861,71.337720220072484,{"$f":"Input!$F$21*C3517","v":12.903303906903311},{"$f":"Input!$F$21*D3517","v":12.973303113209209},14.27063342453013]
[null,3510,1.2483308669067911E-4,1.2973303113209209E-4,6.2416543345339557,6.4852472927338614,7.133772022007248,31.208271672669778,32.426236463669305,35.668860110036242,62.416543345339555,64.85247292733861,71.337720220072484,{"$f":"Input!$F$21*C3520","v":12.483308669067911},{"$f":"Input!$F$21*D3520","v":12.973303113209209},14.27063342453013]
[null,3511,1.2343310256456111E-4,1.2973303113209209E-4,6.1716551282280561,6.4852472927338614,7.133772022007248,30.858275641140278,32.426236463669305,35.668860110036242,61.716551282280555,64.85247292733861,71.337720220072484,{"$f":"Input!$F$21*C3521","v":12.343310256456112},{"$f":"Input!$F$21*D3521","v":12.973303113209209},14.27063342453013]
[null,3514,1.1363321368173518E-4,1.2973303113209209E-4,5.6816606840867587,6.4852472927338614,7.133772022007248,28.408303420433793,32.426236463669305,35.668860110036242,56.816606840867586,64.85247292733861,71.337720220072484,{"$f":"Input!$F$21*C3524","v":11.363321368173517},{"$f":"Input!$F$21*D3524","v":12.973303113209209},14.27063342453013]
[null,3518,8.5633531159375325E-5,1.2973303113209209E-4,4.2816765579687663,6.4852472927338614,7.133772022007248,21.408382789843831,32.426236463669305,35.668860110036242,42.816765579687662,64.85247292733861,71.337720220072484,{"$f":"Input!$F$21*C3528","v":8.5633531159375327},{"$f":"Input!$F$21*D3528","v":12.973303113209209},14.27063342453013]
[null,3521,7.7233626402667364E-5,1.2973303113209209E-4,{"$f":"$E$9*C3531","v":3.8616813201333682},6.4852472927338614,{"$f":"F3531*1.1","v":7.133772022007248},{"$f":"$H$9*C3531","v":19.308406600666842},32.426236463669305,{"$f":"I3531*1.1","v":35.668860110036242},{"$f":"$K$9*C3531","v":38.616813201333684},64.85247292733861,{"$f":"L3531*1.1","v":71.337720220072484},{"$f":"Input!$F$21*C3531","v":7.7233626402667364},{"$f":"Input!$F$21*D3531","v":12.973303113209209},14.27063342453013]
[null,3525,7.7933618465726359E-5,1.2903303906903311E-4,3.896680923286318,6.450255266475982,7.0952807931235808,19.483404616431589,32.251276332379909,35.476403965617905,38.966809232863177,64.502552664759818,70.95280793123581,{"$f":"Input!$F$21*C3535","v":7.793361846572636},{"$f":"Input!$F$21*D3535","v":12.903303906903311},14.193634297593643]
[null,3529,8.4933539096316329E-5,1.2903303906903311E-4,4.2466769548158165,6.450255266475982,7.0952807931235808,21.233384774079081,32.251276332379909,35.476403965617905,42.466769548158162,64.502552664759818,70.95280793123581,{"$f":"Input!$F$21*C3539","v":8.4933539096316331},{"$f":"Input!$F$21*D3539","v":12.903303906903311},14.193634297593643]
[null,3532,8.3533554970198338E-5,1.2903303906903311E-4,4.1766777485099169,6.450255266475982,7.0952807931235808,20.883388742549585,32.251276332379909,35.476403965617905,41.766777485099169,64.502552664759818,70.95280793123581,{"$f":"Input!$F$21*C3542","v":8.3533554970198338},{"$f":"Input!$F$21*D3542","v":12.903303906903311},14.193634297593643]
[null,3535,8.003359465490336E-5,1.2903303906903311E-4,4.0016797327451679,6.450255266475982,7.0952807931235808,20.008398663725838,32.251276332379909,35.476403965617905,40.016797327451677,64.502552664759818,70.95280793123581,{"$f":"Input!$F$21*C3545","v":8.0033594654903357},{"$f":"Input!$F$21*D3545","v":12.903303906903311},14.193634297593643]
[null,3536,7.6533634339608368E-5,1.2903303906903311E-4,3.8266817169804184,6.450255266475982,7.0952807931235808,19.133408584902092,32.251276332379909,35.476403965617905,38.266817169804185,64.502552664759818,70.95280793123581,{"$f":"Input!$F$21*C3546","v":7.6533634339608367},{"$f":"Input!$F$21*D3546","v":12.903303906903311},14.193634297593643]
[null,3539,6.4633769267605429E-5,1.2903303906903311E-4,3.2316884633802716,6.450255266475982,7.0952807931235808,16.158442316901358,32.251276332379909,35.476403965617905,32.316884633802715,64.502552664759818,70.95280793123581,{"$f":"Input!$F$21*C3549","v":6.4633769267605432},{"$f":"Input!$F$21*D3549","v":12.903303906903311},14.193634297593643]
[null,3543,4.8533951817248517E-5,1.2903303906903311E-4,2.426697590862426,6.450255266475982,7.0952807931235808,12.133487954312129,32.251276332379909,35.476403965617905,24.266975908624257,64.502552664759818,70.95280793123581,{"$f":"Input!$F$21*C3553","v":4.853395181724852},{"$f":"Input!$F$21*D3553","v":12.903303906903311},14.193634297593643]
[null,3546,4.5733983565012541E-5,1.2903303906903311E-4,2.2866991782506272,6.450255266475982,7.0952807931235808,11.433495891253136,32.251276332379909,35.476403965617905,22.866991782506272,64.502552664759818,70.95280793123581,{"$f":"Input!$F$21*C3556","v":4.5733983565012544},{"$f":"Input!$F$21*D3556","v":12.903303906903311},14.193634297593643]
[null,3550,6.3233785141487438E-5,1.2903303906903311E-4,3.161689257074372,6.450255266475982,7.0952807931235808,15.808446285371859,32.251276332379909,35.476403965617905,31.616892570743719,64.502552664759818,70.95280793123581,{"$f":"Input!$F$21*C3560","v":6.323378514148744},{"$f":"Input!$F$21*D3560","v":12.903303906903311},14.193634297593643]
[null,3554,7.7233626402667364E-5,1.2903303906903311E-4,3.8616813201333682,6.450255266475982,7.0952807931235808,19.308406600666842,32.251276332379909,35.476403965617905,38.616813201333684,64.502552664759818,70.95280793123581,{"$f":"Input!$F$21*C3564","v":7.7233626402667364},{"$f":"Input!$F$21*D3564","v":12.903303906903311},14.193634297593643]
[null,3557,8.003359465490336E-5,1.2903303906903311E-4,4.0016797327451679,6.450255266475982,7.0952807931235808,20.008398663725838,32.251276332379909,35.476403965617905,40.016797327451677,64.502552664759818,70.95280793123581,{"$f":"Input!$F$21*C3567","v":8.0033594654903357},{"$f":"Input!$F$21*D3567","v":12.903303906903311},14.193634297593643]
[null,3560,7.6533634339608368E-5,1.2903303906903311E-4,3.8266817169804184,6.450255266475982,7.0952807931235808,19.133408584902092,32.251276332379909,35.476403965617905,38.266817169804185,64.502552664759818,70.95280793123581,{"$f":"Input!$F$21*C3570","v":7.6533634339608367},{"$f":"Input!$F$21*D3570","v":12.903303906903311},14.193634297593643]
[null,3561,7.5133650213490377E-5,1.2903303906903311E-4,3.7566825106745187,6.450255266475982,7.0952807931235808,18.783412553372596,32.251276332379909,35.476403965617905,37.566825106745192,64.502552664759818,70.95280793123581,{"$f":"Input!$F$21*C3571","v":7.5133650213490375},{"$f":"Input!$F$21*D3571","v":12.903303906903311},14.193634297593643]
[null,3564,7.5133650213490377E-5,1.283330470059741E-4,3.7566825106745187,6.4152632402181027,7.0567895642399137,18.783412553372596,32.076316201090513,35.283947821199568,37.566825106745192,64.152632402181027,70.567895642399137,{"$f":"Input!$F$21*C3574","v":7.5133650213490375},{"$f":"Input!$F$21*D3574","v":12.833304700597409},14.116635170657151]
[null,3567,6.5333761330664439E-5,1.283330470059741E-4,3.2666880665332219,6.4152632402181027,7.0567895642399137,16.333440332666111,32.076316201090513,35.283947821199568,32.666880665332222,64.152632402181027,70.567895642399137,{"$f":"Input!$F$21*C3577","v":6.5333761330664437},{"$f":"Input!$F$21*D3577","v":12.833304700597409},14.116635170657151]
[null,3572,8.2133570844080333E-5,1.283330470059741E-4,4.1066785422040164,6.4152632402181027,7.0567895642399137,20.533392711020085,32.076316201090513,35.283947821199568,41.066785422040169,64.152632402181027,70.567895642399137,{"$f":"Input!$F$21*C3582","v":8.2133570844080328},{"$f":"Input!$F$21*D3582","v":12.833304700597409},14.116635170657151]
[null,3575,8.7033515285493316E-5,1.283330470059741E-4,4.351675764274666,6.4152632402181027,7.0567895642399137,21.758378821373331,32.076316201090513,35.283947821199568,43.516757642746661,64.152632402181027,70.567895642399137,{"$f":"Input!$F$21*C3585","v":8.7033515285493319},{"$f":"Input!$F$21*D3585","v":12.833304700597409},14.116635170657151]
[null,3579,9.1933459726906285E-5,1.283330470059741E-4,4.5966729863453146,6.4152632402181027,7.0567895642399137,22.98336493172657,32.076316201090513,35.283947821199568,45.966729863453139,64.152632402181027,70.567895642399137,{"$f":"Input!$F$21*C3589","v":9.1933459726906293},{"$f":"Input!$F$21*D3589","v":12.833304700597409},14.116635170657151]
[null,3582,9.4033435916083286E-5,1.283330470059741E-4,4.7016717958041641,6.4152632402181027,7.0567895642399137,23.508358979020823,32.076316201090513,35.283947821199568,47.016717958041646,64.152632402181027,70.567895642399137,{"$f":"Input!$F$21*C3592","v":9.4033435916083281},{"$f":"Input!$F$21*D3592","v":12.833304700597409},14.116635170657151]
[null,3583,9.4733427979142281E-5,1.283330470059741E-4,4.7366713989571139,6.4152632402181027,7.0567895642399137,23.683356994785569,32.076316201090513,35.283947821199568,47.366713989571139,64.152632402181027,70.567895642399137,{"$f":"Input!$F$21*C3593","v":9.4733427979142277},{"$f":"Input!$F$21*D3593","v":12.833304700597409},14.116635170657151]
[null,3586,9.333344385302429E-5,1.283330470059741E-4,4.6666721926512142,6.4152632402181027,7.0567895642399137,23.333360963256073,32.076316201090513,35.283947821199568,46.666721926512146,64.152632402181027,70.567895642399137,{"$f":"Input!$F$21*C3596","v":9.3333443853024285},{"$f":"Input!$F$21*D3596","v":12.833304700597409},{"$f":"O3596*1.1","v":14.116635170657151}]
[null,3589,8.4933539096316329E-5,1.283330470059741E-4,4.2466769548158165,6.4152632402181027,7.0567895642399137,21.233384774079081,32.076316201090513,35.283947821199568,42.466769548158162,64.152632402181027,70.567895642399137,{"$f":"Input!$F$21*C3599","v":8.4933539096316331},{"$f":"Input!$F$21*D3599","v":12.833304700597409},14.116635170657151]
[null,3592,8.6333523222434334E-5,1.2763305494291509E-4,4.316676161121717,6.3802712139602225,7.0182983353562456,21.583380805608584,31.90135606980111,35.091491676781224,43.166761611217169,63.802712139602221,70.182983353562449,{"$f":"Input!$F$21*C3602","v":8.6333523222434341},{"$f":"Input!$F$21*D3602","v":12.763305494291508},14.039636043720661]
[null,3597,9.8933380357496255E-5,1.2763305494291509E-4,4.9466690178748127,6.3802712139602225,7.0182983353562456,24.733345089374065,31.90135606980111,35.091491676781224,49.466690178748131,63.802712139602221,70.182983353562449,{"$f":"Input!$F$21*C3607","v":9.8933380357496254},{"$f":"Input!$F$21*D3607","v":12.763305494291508},14.039636043720661]
[null,3600,1.0593330098808622E-4,1.2763305494291509E-4,5.2966650494043108,6.3802712139602225,7.0182983353562456,26.483325247021558,31.90135606980111,35.091491676781224,52.966650494043115,63.802712139602221,70.182983353562449,{"$f":"Input!$F$21*C3610","v":10.593330098808622},{"$f":"Input!$F$21*D3610","v":12.763305494291508},14.039636043720661]
[null,3604,1.1923315018620715E-4,1.2763305494291509E-4,5.9616575093103581,6.3802712139602225,7.0182983353562456,29.808287546551789,31.90135606980111,35.091491676781224,59.616575093103577,63.802712139602221,70.182983353562449,{"$f":"Input!$F$21*C3614","v":11.923315018620716},{"$f":"Input!$F$21*D3614","v":12.763305494291508},14.039636043720661]
[null,3607,1.1013325336644018E-4,1.2763305494291509E-4,5.5066626683220088,6.3802712139602225,7.0182983353562456,27.533313341610047,31.90135606980111,35.091491676781224,55.066626683220093,63.802712139602221,70.182983353562449,{"$f":"Input!$F$21*C3617","v":11.013325336644018},{"$f":"Input!$F$21*D3617","v":12.763305494291508},14.039636043720661]
[null,3608,1.0453331686196822E-4,1.2763305494291509E-4,5.2266658430984112,6.3802712139602225,7.0182983353562456,26.133329215492054,31.90135606980111,35.091491676781224,52.266658430984108,63.802712139602221,70.182983353562449,{"$f":"Input!$F$21*C3618","v":10.453331686196822},{"$f":"Input!$F$21*D3618","v":12.763305494291508},14.039636043720661]
[null,3611,9.5433420042201263E-5,1.2763305494291509E-4,4.7716710021100628,6.3802712139602225,7.0182983353562456,23.858355010550316,31.90135606980111,35.091491676781224,47.716710021100631,63.802712139602221,70.182983353562449,{"$f":"Input!$F$21*C3621","v":9.5433420042201256},{"$f":"Input!$F$21*D3621","v":12.763305494291508},14.039636043720661]
[null,3617,9.2633451789965294E-5,1.2763305494291509E-4,4.6316725894982644,6.3802712139602225,7.0182983353562456,23.158362947491323,31.90135606980111,35.091491676781224,46.316725894982646,63.802712139602221,70.182983353562449,{"$f":"Input!$F$21*C3627","v":9.2633451789965289},{"$f":"Input!$F$21*D3627","v":12.763305494291508},14.039636043720661]
[null,3619,8.7733507348552325E-5,1.2763305494291509E-4,4.3866753674276167,6.3802712139602225,7.0182983353562456,21.933376837138081,31.90135606980111,35.091491676781224,43.866753674276161,63.802712139602221,70.182983353562449,{"$f":"Input!$F$21*C3629","v":8.7733507348552333},{"$f":"Input!$F$21*D3629","v":12.763305494291508},14.039636043720661]
[null,3622,1.0033336448361425E-4,1.2763305494291509E-4,5.0166682241807123,6.3802712139602225,7.0182983353562456,25.083341120903562,31.90135606980111,35.091491676781224,50.166682241807123,63.802712139602221,70.182983353562449,{"$f":"Input!$F$21*C3632","v":10.033336448361425},{"$f":"Input!$F$21*D3632","v":12.763305494291508},14.039636043720661]
[null,3626,1.2063313431232515E-4,1.2763305494291509E-4,6.0316567156162577,6.3802712139602225,7.0182983353562456,30.158283578081285,31.90135606980111,35.091491676781224,60.31656715616257,63.802712139602221,70.182983353562449,{"$f":"Input!$F$21*C3636","v":12.063313431232515},{"$f":"Input!$F$21*D3636","v":12.763305494291508},14.039636043720661]
[null,3629,1.3323299144738705E-4,1.2693306287985611E-4,6.6616495723693525,6.3452791877023413,6.9798071064725757,33.308247861846766,31.726395938511708,34.89903553236288,66.616495723693532,63.452791877023415,69.798071064725761,{"$f":"Input!$F$21*C3639","v":13.323299144738705},{"$f":"Input!$F$21*D3639","v":12.69330628798561},13.962636916784172]
[null,3632,9.1233467663847303E-5,1.2693306287985611E-4,4.5616733831923648,6.3452791877023413,6.9798071064725757,22.808366915961827,31.726395938511708,34.89903553236288,45.616733831923653,63.452791877023415,69.798071064725761,{"$f":"Input!$F$21*C3642","v":9.1233467663847296},{"$f":"Input!$F$21*D3642","v":12.69330628798561},13.962636916784172]
[null,3633,8.2833562907139356E-5,1.2693306287985611E-4,4.141678145356968,6.3452791877023413,6.9798071064725757,20.708390726784838,31.726395938511708,34.89903553236288,41.416781453569676,63.452791877023415,69.798071064725761,{"$f":"Input!$F$21*C3643","v":8.283356290713936},{"$f":"Input!$F$21*D3643","v":12.69330628798561},13.962636916784172]
[null,3638,6.4633769267605429E-5,1.2693306287985611E-4,3.2316884633802716,6.3452791877023413,6.9798071064725757,16.158442316901358,31.726395938511708,34.89903553236288,32.316884633802715,63.452791877023415,69.798071064725761,{"$f":"Input!$F$21*C3648","v":6.4633769267605432},{"$f":"Input!$F$21*D3648","v":12.69330628798561},13.962636916784172]
[null,3640,6.4633769267605429E-5,1.2693306287985611E-4,3.2316884633802716,6.3452791877023413,6.9798071064725757,16.158442316901358,31.726395938511708,34.89903553236288,32.316884633802715,63.452791877023415,69.798071064725761,{"$f":"Input!$F$21*C3650","v":6.4633769267605432},{"$f":"Input!$F$21*D3650","v":12.69330628798561},13.962636916784172]
[null,3644,8.3533554970198338E-5,1.2693306287985611E-4,4.1766777485099169,6.3452791877023413,6.9798071064725757,20.883388742549585,31.726395938511708,34.89903553236288,41.766777485099169,63.452791877023415,69.798071064725761,{"$f":"Input!$F$21*C3654","v":8.3533554970198338},{"$f":"Input!$F$21*D3654","v":12.69330628798561},13.962636916784172]
[null,3647,1.1223322955561718E-4,1.2693306287985611E-4,5.6116614777808591,6.3452791877023413,6.9798071064725757,28.058307388904296,31.726395938511708,34.89903553236288,56.116614777808593,63.452791877023415,69.798071064725761,{"$f":"Input!$F$21*C3657","v":11.223322955561718},{"$f":"Input!$F$21*D3657","v":12.69330628798561},13.962636916784172]
[null,3651,1.3673295176268204E-4,1.2693306287985611E-4,6.8366475881341024,6.3452791877023413,6.9798071064725757,34.183237940670509,31.726395938511708,34.89903553236288,68.366475881341017,63.452791877023415,69.798071064725761,{"$f":"Input!$F$21*C3661","v":13.673295176268205},{"$f":"Input!$F$21*D3661","v":12.69330628798561},13.962636916784172]
[null,3654,1.4093290414103602E-4,1.2693306287985611E-4,7.0466452070518013,6.3452791877023413,6.9798071064725757,35.233226035259001,31.726395938511708,34.89903553236288,70.466452070518002,63.452791877023415,69.798071064725761,{"$f":"Input!$F$21*C3664","v":14.093290414103603},{"$f":"Input!$F$21*D3664","v":12.69330628798561},13.962636916784172]
[null,3657,9.2633451789965294E-5,1.2693306287985611E-4,4.6316725894982644,6.3452791877023413,6.9798071064725757,23.158362947491323,31.726395938511708,34.89903553236288,46.316725894982646,63.452791877023415,69.798071064725761,{"$f":"Input!$F$21*C3667","v":9.2633451789965289},{"$f":"Input!$F$21*D3667","v":12.69330628798561},13.962636916784172]
[null,3658,8.2133570844080333E-5,1.2693306287985611E-4,4.1066785422040164,6.3452791877023413,6.9798071064725757,20.533392711020085,31.726395938511708,34.89903553236288,41.066785422040169,63.452791877023415,69.798071064725761,{"$f":"Input!$F$21*C3668","v":8.2133570844080328},{"$f":"Input!$F$21*D3668","v":12.69330628798561},13.962636916784172]
[null,3663,5.2033912132543502E-5,1.2693306287985611E-4,2.601695606627175,6.3452791877023413,6.9798071064725757,13.008478033135875,31.726395938511708,34.89903553236288,26.016956066271749,63.452791877023415,69.798071064725761,{"$f":"Input!$F$21*C3673","v":5.2033912132543501},{"$f":"Input!$F$21*D3673","v":12.69330628798561},13.962636916784172]
[null,3665,5.6233864510897489E-5,1.2693306287985611E-4,2.8116932255448743,6.3452791877023413,6.9798071064725757,14.058466127724373,31.726395938511708,34.89903553236288,28.116932255448745,63.452791877023415,69.798071064725761,{"$f":"Input!$F$21*C3675","v":5.6233864510897487},{"$f":"Input!$F$21*D3675","v":12.69330628798561},13.962636916784172]
[null,3669,7.5833642276549373E-5,1.262330708167971E-4,3.7916821138274686,6.3102871614444611,6.9413158775889077,18.958410569137342,31.551435807222305,34.706579387944537,37.916821138274685,63.102871614444609,69.413158775889073,{"$f":"Input!$F$21*C3679","v":7.5833642276549371},{"$f":"Input!$F$21*D3679","v":12.623307081679709},13.885637789847681]
[null,3672,1.0663329305114521E-4,1.262330708167971E-4,5.3316646525572606,6.3102871614444611,6.9413158775889077,26.6583232627863,31.551435807222305,34.706579387944537,53.316646525572601,63.102871614444609,69.413158775889073,{"$f":"Input!$F$21*C3682","v":10.663329305114521},{"$f":"Input!$F$21*D3682","v":12.623307081679709},13.885637789847681]
[null,3676,1.0663329305114521E-4,1.262330708167971E-4,5.3316646525572606,6.3102871614444611,6.9413158775889077,26.6583232627863,31.551435807222305,34.706579387944537,53.316646525572601,63.102871614444609,69.413158775889073,{"$f":"Input!$F$21*C3686","v":10.663329305114521},{"$f":"Input!$F$21*D3686","v":12.623307081679709},13.885637789847681]
[null,3679,9.8233388294437246E-5,1.262330708167971E-4,4.911669414721862,6.3102871614444611,6.9413158775889077,24.558347073609312,31.551435807222305,34.706579387944537,49.116694147218624,63.102871614444609,69.413158775889073,{"$f":"Input!$F$21*C3689","v":9.8233388294437241},{"$f":"Input!$F$21*D3689","v":12.623307081679709},13.885637789847681]
[null,3682,6.883372164595943E-5,1.262330708167971E-4,3.4416860822979713,6.3102871614444611,6.9413158775889077,17.208430411489857,31.551435807222305,34.706579387944537,34.416860822979714,63.102871614444609,69.413158775889073,{"$f":"Input!$F$21*C3692","v":6.8833721645959427},{"$f":"Input!$F$21*D3692","v":12.623307081679709},13.885637789847681]
[null,3684,4.5733983565012541E-5,1.262330708167971E-4,2.2866991782506272,6.3102871614444611,6.9413158775889077,11.433495891253136,31.551435807222305,34.706579387944537,22.866991782506272,63.102871614444609,69.413158775889073,{"$f":"Input!$F$21*C3694","v":4.5733983565012544},{"$f":"Input!$F$21*D3694","v":12.623307081679709},13.885637789847681]
[null,3687,4.5733983565012541E-5,1.262330708167971E-4,2.2866991782506272,6.3102871614444611,6.9413158775889077,11.433495891253136,31.551435807222305,34.706579387944537,22.866991782506272,63.102871614444609,69.413158775889073,{"$f":"Input!$F$21*C3697","v":4.5733983565012544},{"$f":"Input!$F$21*D3697","v":12.623307081679709},13.885637789847681]
[null,3691,4.5733983565012541E-5,1.262330708167971E-4,2.2866991782506272,6.3102871614444611,6.9413158775889077,11.433495891253136,31.551435807222305,34.706579387944537,22.866991782506272,63.102871614444609,69.413158775889073,{"$f":"Input!$F$21*C3701","v":4.5733983565012544},{"$f":"Input!$F$21*D3701","v":12.623307081679709},13.885637789847681]
[null,3694,7.0233705772077408E-5,1.262330708167971E-4,3.5116852886038705,6.3102871614444611,6.9413158775889077,17.558426443019354,31.551435807222305,34.706579387944537,35.116852886038707,63.102871614444609,69.413158775889073,{"$f":"Input!$F$21*C3704","v":7.0233705772077411},{"$f":"Input!$F$21*D3704","v":12.623307081679709},13.885637789847681]
[null,3697,8.003359465490336E-5,1.262330708167971E-4,4.0016797327451679,6.3102871614444611,6.9413158775889077,20.008398663725838,31.551435807222305,34.706579387944537,40.016797327451677,63.102871614444609,69.413158775889073,{"$f":"Input!$F$21*C3707","v":8.0033594654903357},{"$f":"Input!$F$21*D3707","v":12.623307081679709},13.885637789847681]
[null,3701,9.1933459726906285E-5,1.262330708167971E-4,4.5966729863453146,6.3102871614444611,6.9413158775889077,22.98336493172657,31.551435807222305,34.706579387944537,45.966729863453139,63.102871614444609,69.413158775889073,{"$f":"Input!$F$21*C3711","v":9.1933459726906293},{"$f":"Input!$F$21*D3711","v":12.623307081679709},13.885637789847681]
[null,3704,9.333344385302429E-5,1.262330708167971E-4,4.6666721926512142,6.3102871614444611,6.9413158775889077,23.333360963256073,31.551435807222305,34.706579387944537,46.666721926512146,63.102871614444609,69.413158775889073,{"$f":"Input!$F$21*C3714","v":9.3333443853024285},{"$f":"Input!$F$21*D3714","v":12.623307081679709},13.885637789847681]
[null,3707,8.1433578781021351E-5,1.262330708167971E-4,4.0716789390510675,6.3102871614444611,6.9413158775889077,20.358394695255338,31.551435807222305,34.706579387944537,40.716789390510677,63.102871614444609,69.413158775889073,{"$f":"Input!$F$21*C3717","v":8.143357878102135},{"$f":"Input!$F$21*D3717","v":12.623307081679709},13.885637789847681]
[null,3709,7.5133650213490377E-5,1.262330708167971E-4,3.7566825106745187,6.3102871614444611,6.9413158775889077,18.783412553372596,31.551435807222305,34.706579387944537,37.566825106745192,63.102871614444609,69.413158775889073,{"$f":"Input!$F$21*C3719","v":7.5133650213490375},{"$f":"Input!$F$21*D3719","v":12.623307081679709},13.885637789847681]
[null,3712,7.7233626402667364E-5,1.262330708167971E-4,3.8616813201333682,6.3102871614444611,6.9413158775889077,19.308406600666842,31.551435807222305,34.706579387944537,38.616813201333684,63.102871614444609,69.413158775889073,{"$f":"Input!$F$21*C3722","v":7.7233626402667364},{"$f":"Input!$F$21*D3722","v":12.623307081679709},13.885637789847681]
[null,3716,8.4933539096316329E-5,1.262330708167971E-4,4.2466769548158165,6.3102871614444611,6.9413158775889077,21.233384774079081,31.551435807222305,34.706579387944537,42.466769548158162,63.102871614444609,69.413158775889073,{"$f":"Input!$F$21*C3726","v":8.4933539096316331},{"$f":"Input!$F$21*D3726","v":12.623307081679709},13.885637789847681]
[null,3719,1.0313333273585021E-4,1.2553307875373812E-4,5.1566666367925107,6.2752951351865818,6.9028246487052405,25.783333183962554,31.376475675932905,34.5141232435262,51.566666367925109,62.752951351865811,69.0282464870524,{"$f":"Input!$F$21*C3729","v":10.313333273585021},{"$f":"Input!$F$21*D3729","v":12.553307875373811},13.808638662911193]
[null,3722,1.1573318987091218E-4,1.2553307875373812E-4,5.786659493545609,6.2752951351865818,6.9028246487052405,28.933297467728043,31.376475675932905,34.5141232435262,57.866594935456085,62.752951351865811,69.0282464870524,{"$f":"Input!$F$21*C3732","v":11.573318987091218},{"$f":"Input!$F$21*D3732","v":12.553307875373811},13.808638662911193]
[null,3726,1.1643318193397115E-4,1.2553307875373812E-4,5.8216590966985571,6.2752951351865818,6.9028246487052405,29.108295483492785,31.376475675932905,34.5141232435262,58.216590966985571,62.752951351865811,69.0282464870524,{"$f":"Input!$F$21*C3736","v":11.643318193397114},{"$f":"Input!$F$21*D3736","v":12.553307875373811},13.808638662911193]
[null,3729,8.8433499411611294E-5,1.2553307875373812E-4,4.4216749705805647,6.2752951351865818,6.9028246487052405,22.108374852902823,31.376475675932905,34.5141232435262,44.216749705805647,62.752951351865811,69.0282464870524,{"$f":"Input!$F$21*C3739","v":8.8433499411611294},{"$f":"Input!$F$21*D3739","v":12.553307875373811},13.808638662911193]
[null,3730,8.3533554970198338E-5,1.2553307875373812E-4,4.1766777485099169,6.2752951351865818,6.9028246487052405,20.883388742549585,31.376475675932905,34.5141232435262,41.766777485099169,62.752951351865811,69.0282464870524,{"$f":"Input!$F$21*C3740","v":8.3533554970198338},{"$f":"Input!$F$21*D3740","v":12.553307875373811},13.808638662911193]
[null,3734,6.183380101536946E-5,1.2553307875373812E-4,3.0916900507684728,6.2752951351865818,6.9028246487052405,15.458450253842365,31.376475675932905,34.5141232435262,30.91690050768473,62.752951351865811,69.0282464870524,{"$f":"Input!$F$21*C3744","v":6.1833801015369456},{"$f":"Input!$F$21*D3744","v":12.553307875373811},13.808638662911193]
[null,3737,7.7933618465726359E-5,1.2553307875373812E-4,3.896680923286318,6.2752951351865818,6.9028246487052405,19.483404616431589,31.376475675932905,34.5141232435262,38.966809232863177,62.752951351865811,69.0282464870524,{"$f":"Input!$F$21*C3747","v":7.793361846572636},{"$f":"Input!$F$21*D3747","v":12.553307875373811},13.808638662911193]
[null,3741,8.7033515285493316E-5,1.2553307875373812E-4,4.351675764274666,6.2752951351865818,6.9028246487052405,21.758378821373331,31.376475675932905,34.5141232435262,43.516757642746661,62.752951351865811,69.0282464870524,{"$f":"Input!$F$21*C3751","v":8.7033515285493319},{"$f":"Input!$F$21*D3751","v":12.553307875373811},13.808638662911193]
[null,3744,1.0173334860973222E-4,1.2553307875373812E-4,5.0866674304866111,6.2752951351865818,6.9028246487052405,25.433337152433054,31.376475675932905,34.5141232435262,50.866674304866109,62.752951351865811,69.0282464870524,{"$f":"Input!$F$21*C3754","v":10.173334860973222},{"$f":"Input!$F$21*D3754","v":12.553307875373811},13.808638662911193]
[null,3747,1.0033336448361425E-4,1.2553307875373812E-4,5.0166682241807123,6.2752951351865818,6.9028246487052405,25.083341120903562,31.376475675932905,34.5141232435262,50.166682241807123,62.752951351865811,69.0282464870524,{"$f":"Input!$F$21*C3757","v":10.033336448361425},{"$f":"Input!$F$21*D3757","v":12.553307875373811},13.808638662911193]
[null,3751,1.0383332479890922E-4,1.2553307875373812E-4,5.1916662399454614,6.2752951351865818,6.9028246487052405,25.958331199727304,31.376475675932905,34.5141232435262,51.916662399454609,62.752951351865811,69.0282464870524,{"$f":"Input!$F$21*C3761","v":10.383332479890923},{"$f":"Input!$F$21*D3761","v":12.553307875373811},13.808638662911193]
[null,3755,8.2133570844080333E-5,1.2483308669067911E-4,4.1066785422040164,6.2403031089287007,6.8643334198215715,20.533392711020085,31.201515544643502,34.321667099107856,41.066785422040169,62.403031089287005,68.643334198215712,{"$f":"Input!$F$21*C3765","v":8.2133570844080328},{"$f":"Input!$F$21*D3765","v":12.483308669067911},13.731639535974704]
[null,3756,8.1433578781021351E-5,1.2483308669067911E-4,4.0716789390510675,6.2403031089287007,6.8643334198215715,20.358394695255338,31.201515544643502,34.321667099107856,40.716789390510677,62.403031089287005,68.643334198215712,{"$f":"Input!$F$21*C3766","v":8.143357878102135},{"$f":"Input!$F$21*D3766","v":12.483308669067911},13.731639535974704]
[null,3759,7.7233626402667364E-5,1.2483308669067911E-4,3.8616813201333682,6.2403031089287007,6.8643334198215715,19.308406600666842,31.201515544643502,34.321667099107856,38.616813201333684,62.403031089287005,68.643334198215712,{"$f":"Input!$F$21*C3769","v":7.7233626402667364},{"$f":"Input!$F$21*D3769","v":12.483308669067911},13.731639535974704]
[null,3762,7.9333602591844364E-5,1.2483308669067911E-4,3.9666801295922181,6.2403031089287007,6.8643334198215715,19.833400647961092,31.201515544643502,34.321667099107856,39.666801295922184,62.403031089287005,68.643334198215712,{"$f":"Input!$F$21*C3772","v":7.9333602591844361},{"$f":"Input!$F$21*D3772","v":12.483308669067911},13.731639535974704]
[null,3766,9.4733427979142281E-5,1.2483308669067911E-4,4.7366713989571139,6.2403031089287007,6.8643334198215715,23.683356994785569,31.201515544643502,34.321667099107856,47.366713989571139,62.403031089287005,68.643334198215712,{"$f":"Input!$F$21*C3776","v":9.4733427979142277},{"$f":"Input!$F$21*D3776","v":12.483308669067911},13.731639535974704]
[null,3769,1.2063313431232515E-4,1.2483308669067911E-4,6.0316567156162577,6.2403031089287007,6.8643334198215715,30.158283578081285,31.201515544643502,34.321667099107856,60.31656715616257,62.403031089287005,68.643334198215712,{"$f":"Input!$F$21*C3779","v":12.063313431232515},{"$f":"Input!$F$21*D3779","v":12.483308669067911},13.731639535974704]
[null,3772,1.3183300732126906E-4,1.2483308669067911E-4,6.5916503660634529,6.2403031089287007,6.8643334198215715,32.958251830317266,31.201515544643502,34.321667099107856,65.916503660634532,62.403031089287005,68.643334198215712,{"$f":"Input!$F$21*C3782","v":13.183300732126906},{"$f":"Input!$F$21*D3782","v":12.483308669067911},13.731639535974704]
[null,3776,1.1083324542949919E-4,1.2483308669067911E-4,5.5416622714749595,6.2403031089287007,6.8643334198215715,27.7083113573748,31.201515544643502,34.321667099107856,55.4166227147496,62.403031089287005,68.643334198215712,{"$f":"Input!$F$21*C3786","v":11.083324542949919},{"$f":"Input!$F$21*D3786","v":12.483308669067911},13.731639535974704]
[null,3780,1.0243334067279125E-4,1.2483308669067911E-4,5.1216670336395627,6.2403031089287007,6.8643334198215715,25.608335168197812,31.201515544643502,34.321667099107856,51.216670336395623,62.403031089287005,68.643334198215712,{"$f":"Input!$F$21*C3790","v":10.243334067279125},{"$f":"Input!$F$21*D3790","v":12.483308669067911},13.731639535974704]
[null,3781,1.0103335654667326E-4,1.2483308669067911E-4,5.051667827333663,6.2403031089287007,6.8643334198215715,25.258339136668315,31.201515544643502,34.321667099107856,50.51667827333663,62.403031089287005,68.643334198215712,{"$f":"Input!$F$21*C3791","v":10.103335654667326},{"$f":"Input!$F$21*D3791","v":12.483308669067911},13.731639535974704]
[null,3784,8.2833562907139356E-5,1.2483308669067911E-4,4.141678145356968,6.2403031089287007,6.8643334198215715,20.708390726784838,31.201515544643502,34.321667099107856,41.416781453569676,62.403031089287005,68.643334198215712,{"$f":"Input!$F$21*C3794","v":8.283356290713936},{"$f":"Input!$F$21*D3794","v":12.483308669067911},13.731639535974704]
[null,3787,8.8433499411611294E-5,1.2483308669067911E-4,4.4216749705805647,6.2403031089287007,6.8643334198215715,22.108374852902823,31.201515544643502,34.321667099107856,44.216749705805647,62.403031089287005,68.643334198215712,{"$f":"Input!$F$21*C3797","v":8.8433499411611294},{"$f":"Input!$F$21*D3797","v":12.483308669067911},13.731639535974704]
[null,3791,1.0173334860973222E-4,1.2483308669067911E-4,5.0866674304866111,6.2403031089287007,6.8643334198215715,25.433337152433054,31.201515544643502,34.321667099107856,50.866674304866109,62.403031089287005,68.643334198215712,{"$f":"Input!$F$21*C3801","v":10.173334860973222},{"$f":"Input!$F$21*D3801","v":12.483308669067911},13.731639535974704]
[null,3794,1.0873326924032219E-4,1.241330946276201E-4,5.4366634620161101,6.2053110826708213,6.8258421909379043,27.183317310080547,31.026555413354107,34.129210954689519,54.366634620161093,62.053110826708213,68.258421909379038,{"$f":"Input!$F$21*C3804","v":10.87332692403222},{"$f":"Input!$F$21*D3804","v":12.41330946276201},13.654640409038212]
[null,3798,9.8233388294437246E-5,1.241330946276201E-4,4.911669414721862,6.2053110826708213,6.8258421909379043,24.558347073609312,31.026555413354107,34.129210954689519,49.116694147218624,62.053110826708213,68.258421909379038,{"$f":"Input!$F$21*C3808","v":9.8233388294437241},{"$f":"Input!$F$21*D3808","v":12.41330946276201},13.654640409038212]
[null,3801,8.4933539096316329E-5,1.241330946276201E-4,4.2466769548158165,6.2053110826708213,6.8258421909379043,21.233384774079081,31.026555413354107,34.129210954689519,42.466769548158162,62.053110826708213,68.258421909379038,{"$f":"Input!$F$21*C3811","v":8.4933539096316331},{"$f":"Input!$F$21*D3811","v":12.41330946276201},13.654640409038212]
[null,3805,4.9233943880307519E-5,1.241330946276201E-4,2.4616971940153758,6.2053110826708213,6.8258421909379043,12.30848597007688,31.026555413354107,34.129210954689519,24.616971940153761,62.053110826708213,68.258421909379038,{"$f":"Input!$F$21*C3815","v":4.9233943880307516},{"$f":"Input!$F$21*D3815","v":12.41330946276201},13.654640409038212]
[null,3806,4.5733983565012541E-5,1.241330946276201E-4,2.2866991782506272,6.2053110826708213,6.8258421909379043,11.433495891253136,31.026555413354107,34.129210954689519,22.866991782506272,62.053110826708213,68.258421909379038,{"$f":"Input!$F$21*C3816","v":4.5733983565012544},{"$f":"Input!$F$21*D3816","v":12.41330946276201},13.654640409038212]
[null,3809,4.5733983565012541E-5,1.241330946276201E-4,2.2866991782506272,6.2053110826708213,6.8258421909379043,11.433495891253136,31.026555413354107,34.129210954689519,22.866991782506272,62.053110826708213,68.258421909379038,{"$f":"Input!$F$21*C3819","v":4.5733983565012544},{"$f":"Input!$F$21*D3819","v":12.41330946276201},13.654640409038212]
[null,3812,4.5733983565012541E-5,1.241330946276201E-4,2.2866991782506272,6.2053110826708213,6.8258421909379043,11.433495891253136,31.026555413354107,34.129210954689519,22.866991782506272,62.053110826708213,68.258421909379038,{"$f":"Input!$F$21*C3822","v":4.5733983565012544},{"$f":"Input!$F$21*D3822","v":12.41330946276201},13.654640409038212]
[null,3816,8.7033515285493316E-5,1.241330946276201E-4,4.351675764274666,6.2053110826708213,6.8258421909379043,21.758378821373331,31.026555413354107,34.129210954689519,43.516757642746661,62.053110826708213,68.258421909379038,{"$f":"Input!$F$21*C3826","v":8.7033515285493319},{"$f":"Input!$F$21*D3826","v":12.41330946276201},13.654640409038212]
[null,3819,1.0663329305114521E-4,1.241330946276201E-4,5.3316646525572606,6.2053110826708213,6.8258421909379043,26.6583232627863,31.026555413354107,34.129210954689519,53.316646525572601,62.053110826708213,68.258421909379038,{"$f":"Input!$F$21*C3829","v":10.663329305114521},{"$f":"Input!$F$21*D3829","v":12.41330946276201},13.654640409038212]
[null,3823,9.6833404168319254E-5,1.241330946276201E-4,4.8416702084159624,6.2053110826708213,6.8258421909379043,24.208351042079812,31.026555413354107,34.129210954689519,48.416702084159624,62.053110826708213,68.258421909379038,{"$f":"Input!$F$21*C3833","v":9.6833404168319248},{"$f":"Input!$F$21*D3833","v":12.41330946276201},13.654640409038212]
[null,3826,4.5733983565012541E-5,1.241330946276201E-4,2.2866991782506272,6.2053110826708213,6.8258421909379043,11.433495891253136,31.026555413354107,34.129210954689519,22.866991782506272,62.053110826708213,68.258421909379038,{"$f":"Input!$F$21*C3836","v":4.5733983565012544},{"$f":"Input!$F$21*D3836","v":12.41330946276201},13.654640409038212]
[null,3830,4.5733983565012541E-5,1.241330946276201E-4,2.2866991782506272,6.2053110826708213,6.8258421909379043,11.433495891253136,31.026555413354107,34.129210954689519,22.866991782506272,62.053110826708213,68.258421909379038,{"$f":"Input!$F$21*C3840","v":4.5733983565012544},{"$f":"Input!$F$21*D3840","v":12.41330946276201},13.654640409038212]
[null,3831,4.5733983565012541E-5,1.2343310256456111E-4,2.2866991782506272,6.1703190564129402,6.7873509620542345,11.433495891253136,30.851595282064704,33.936754810271175,22.866991782506272,61.703190564129407,67.87350962054235,{"$f":"Input!$F$21*C3841","v":4.5733983565012544},{"$f":"Input!$F$21*D3841","v":12.343310256456112},13.577641282101725]
[null,3834,4.5733983565012541E-5,1.2343310256456111E-4,2.2866991782506272,6.1703190564129402,6.7873509620542345,11.433495891253136,30.851595282064704,33.936754810271175,22.866991782506272,61.703190564129407,67.87350962054235,{"$f":"Input!$F$21*C3844","v":4.5733983565012544},{"$f":"Input!$F$21*D3844","v":12.343310256456112},13.577641282101725]
[null,3837,4.5733983565012541E-5,1.2343310256456111E-4,2.2866991782506272,6.1703190564129402,6.7873509620542345,11.433495891253136,30.851595282064704,33.936754810271175,22.866991782506272,61.703190564129407,67.87350962054235,{"$f":"Input!$F$21*C3847","v":4.5733983565012544},{"$f":"Input!$F$21*D3847","v":12.343310256456112},13.577641282101725]
[null,3841,7.0233705772077408E-5,1.2343310256456111E-4,{"$f":"$E$9*C3851","v":3.5116852886038705},6.1703190564129402,{"$f":"F3851*1.1","v":6.7873509620542345},{"$f":"$H$9*C3851","v":17.558426443019354},30.851595282064704,{"$f":"I3851*1.1","v":33.936754810271175},{"$f":"$K$9*C3851","v":35.116852886038707},61.703190564129407,{"$f":"L3851*1.1","v":67.87350962054235},{"$f":"Input!$F$21*C3851","v":7.0233705772077411},{"$f":"Input!$F$21*D3851","v":12.343310256456112},13.577641282101725]
[null,3844,7.0933697835136403E-5,1.2343310256456111E-4,3.5466848917568203,6.1703190564129402,6.7873509620542345,17.7334244587841,30.851595282064704,33.936754810271175,35.4668489175682,61.703190564129407,67.87350962054235,{"$f":"Input!$F$21*C3854","v":7.0933697835136407},{"$f":"Input!$F$21*D3854","v":12.343310256456112},13.577641282101725]
[null,3847,7.1633689898195399E-5,1.2343310256456111E-4,3.5816844949097701,6.1703190564129402,6.7873509620542345,17.90842247454885,30.851595282064704,33.936754810271175,35.8168449490977,61.703190564129407,67.87350962054235,{"$f":"Input!$F$21*C3857","v":7.1633689898195403},{"$f":"Input!$F$21*D3857","v":12.343310256456112},13.577641282101725]
[null,3852,4.5733983565012541E-5,1.2343310256456111E-4,2.2866991782506272,6.1703190564129402,6.7873509620542345,11.433495891253136,30.851595282064704,33.936754810271175,22.866991782506272,61.703190564129407,67.87350962054235,{"$f":"Input!$F$21*C3862","v":4.5733983565012544},{"$f":"Input!$F$21*D3862","v":12.343310256456112},13.577641282101725]
[null,3855,4.5733983565012541E-5,1.2343310256456111E-4,2.2866991782506272,6.1703190564129402,6.7873509620542345,11.433495891253136,30.851595282064704,33.936754810271175,22.866991782506272,61.703190564129407,67.87350962054235,{"$f":"Input!$F$21*C3865","v":4.5733983565012544},{"$f":"Input!$F$21*D3865","v":12.343310256456112},13.577641282101725]
[null,3856,4.5733983565012541E-5,1.2343310256456111E-4,2.2866991782506272,6.1703190564129402,6.7873509620542345,11.433495891253136,30.851595282064704,33.936754810271175,22.866991782506272,61.703190564129407,67.87350962054235,{"$f":"Input!$F$21*C3866","v":4.5733983565012544},{"$f":"Input!$F$21*D3866","v":12.343310256456112},13.577641282101725]
[null,3859,4.5733983565012541E-5,1.2343310256456111E-4,2.2866991782506272,6.1703190564129402,6.7873509620542345,11.433495891253136,30.851595282064704,33.936754810271175,22.866991782506272,61.703190564129407,67.87350962054235,{"$f":"Input!$F$21*C3869","v":4.5733983565012544},{"$f":"Input!$F$21*D3869","v":12.343310256456112},13.577641282101725]
[null,3863,6.5333761330664439E-5,1.2343310256456111E-4,3.2666880665332219,6.1703190564129402,6.7873509620542345,16.333440332666111,30.851595282064704,33.936754810271175,32.666880665332222,61.703190564129407,67.87350962054235,{"$f":"Input!$F$21*C3873","v":6.5333761330664437},{"$f":"Input!$F$21*D3873","v":12.343310256456112},13.577641282101725]
[null,3866,6.9533713709018426E-5,1.2273311050150213E-4,3.4766856854509212,6.1353270301550609,6.7488597331705673,17.383428427254607,30.676635150775308,33.744298665852838,34.766856854509214,61.353270301550616,67.488597331705677,{"$f":"Input!$F$21*C3876","v":6.9533713709018423},{"$f":"Input!$F$21*D3876","v":12.273311050150213},13.500642155165234]
[null,3868,7.2333681961254408E-5,1.2273311050150213E-4,3.6166840980627204,6.1353270301550609,6.7488597331705673,18.083420490313603,30.676635150775308,33.744298665852838,36.166840980627207,61.353270301550616,67.488597331705677,{"$f":"Input!$F$21*C3878","v":7.2333681961254408},{"$f":"Input!$F$21*D3878","v":12.273311050150213},13.500642155165234]
[null,3874,6.1133808952310451E-5,1.2273311050150213E-4,3.0566904476155226,6.1353270301550609,6.7488597331705673,15.283452238077613,30.676635150775308,33.744298665852838,30.566904476155226,61.353270301550616,67.488597331705677,{"$f":"Input!$F$21*C3884","v":6.1133808952310451},{"$f":"Input!$F$21*D3884","v":12.273311050150213},13.500642155165234]
[null,3877,5.9733824826192467E-5,1.2273311050150213E-4,2.9866912413096234,6.1353270301550609,6.7488597331705673,14.933456206548117,30.676635150775308,33.744298665852838,29.866912413096234,61.353270301550616,67.488597331705677,{"$f":"Input!$F$21*C3887","v":5.9733824826192468},{"$f":"Input!$F$21*D3887","v":12.273311050150213},13.500642155165234]
[null,3880,6.2533793078428443E-5,1.2273311050150213E-4,3.1266896539214222,6.1353270301550609,6.7488597331705673,15.633448269607111,30.676635150775308,33.744298665852838,31.266896539214223,61.353270301550616,67.488597331705677,{"$f":"Input!$F$21*C3890","v":6.2533793078428443},{"$f":"Input!$F$21*D3890","v":12.273311050150213},13.500642155165234]
[null,3881,6.3233785141487438E-5,1.2273311050150213E-4,3.161689257074372,6.1353270301550609,6.7488597331705673,15.808446285371859,30.676635150775308,33.744298665852838,31.616892570743719,61.353270301550616,67.488597331705677,{"$f":"Input!$F$21*C3891","v":6.323378514148744},{"$f":"Input!$F$21*D3891","v":12.273311050150213},13.500642155165234]
[null,3884,6.3933777204546434E-5,1.2273311050150213E-4,3.1966888602273218,6.1353270301550609,6.7488597331705673,15.983444301136608,30.676635150775308,33.744298665852838,31.966888602273215,61.353270301550616,67.488597331705677,{"$f":"Input!$F$21*C3894","v":6.3933777204546436},{"$f":"Input!$F$21*D3894","v":12.273311050150213},13.500642155165234]
[null,3888,8.9133491474670303E-5,1.2273311050150213E-4,4.4566745737335154,6.1353270301550609,6.7488597331705673,22.283372868667577,30.676635150775308,33.744298665852838,44.566745737335154,61.353270301550616,67.488597331705677,{"$f":"Input!$F$21*C3898","v":8.9133491474670308},{"$f":"Input!$F$21*D3898","v":12.273311050150213},13.500642155165234]
[null,3891,1.0033336448361425E-4,1.2273311050150213E-4,5.0166682241807123,6.1353270301550609,6.7488597331705673,25.083341120903562,30.676635150775308,33.744298665852838,50.166682241807123,61.353270301550616,67.488597331705677,{"$f":"Input!$F$21*C3901","v":10.033336448361425},{"$f":"Input!$F$21*D3901","v":12.273311050150213},13.500642155165234]
[null,3893,9.6833404168319254E-5,1.2273311050150213E-4,4.8416702084159624,6.1353270301550609,6.7488597331705673,24.208351042079812,30.676635150775308,33.744298665852838,48.416702084159624,61.353270301550616,67.488597331705677,{"$f":"Input!$F$21*C3903","v":9.6833404168319248},{"$f":"Input!$F$21*D3903","v":12.273311050150213},13.500642155165234]
[null,3899,5.4833880384779504E-5,1.2273311050150213E-4,2.7416940192389752,6.1353270301550609,6.7488597331705673,13.708470096194876,30.676635150775308,33.744298665852838,27.416940192389752,61.353270301550616,67.488597331705677,{"$f":"Input!$F$21*C3909","v":5.4833880384779503},{"$f":"Input!$F$21*D3909","v":12.273311050150213},13.500642155165234]
[null,3902,4.5733983565012541E-5,1.2273311050150213E-4,2.2866991782506272,6.1353270301550609,6.7488597331705673,11.433495891253136,30.676635150775308,33.744298665852838,22.866991782506272,61.353270301550616,67.488597331705677,{"$f":"Input!$F$21*C3912","v":4.5733983565012544},{"$f":"Input!$F$21*D3912","v":12.273311050150213},13.500642155165234]
[null,3905,4.5733983565012541E-5,1.2273311050150213E-4,{"$f":"$E$9*C3915","v":2.2866991782506272},6.1353270301550609,{"$f":"F3915*1.1","v":6.7488597331705673},{"$f":"$H$9*C3915","v":11.433495891253136},30.676635150775308,{"$f":"I3915*1.1","v":33.744298665852838},{"$f":"$K$9*C3915","v":22.866991782506272},61.353270301550616,{"$f":"L3915*1.1","v":67.488597331705677},{"$f":"Input!$F$21*C3915","v":4.5733983565012544},{"$f":"Input!$F$21*D3915","v":12.273311050150213},13.500642155165234]
[null,3906,4.5733983565012541E-5,1.2273311050150213E-4,2.2866991782506272,6.1353270301550609,6.7488597331705673,11.433495891253136,30.676635150775308,33.744298665852838,22.866991782506272,61.353270301550616,67.488597331705677,{"$f":"Input!$F$21*C3916","v":4.5733983565012544},{"$f":"Input!$F$21*D3916","v":12.273311050150213},{"$f":"O3916*1.1","v":13.500642155165234}]
[null,3909,4.6433975628071544E-5,1.2273311050150213E-4,2.321698781403577,6.1353270301550609,6.7488597331705673,11.608493907017886,30.676635150775308,33.744298665852838,23.216987814035772,61.353270301550616,67.488597331705677,{"$f":"Input!$F$21*C3919","v":4.643397562807154},{"$f":"Input!$F$21*D3919","v":12.273311050150213},13.500642155165234]
[null,3913,7.7933618465726359E-5,1.2203311843844312E-4,3.896680923286318,6.1003350038971806,6.7103685042868992,19.483404616431589,30.501675019485901,33.551842521434494,38.966809232863177,61.003350038971803,67.103685042868989,{"$f":"Input!$F$21*C3923","v":7.793361846572636},{"$f":"Input!$F$21*D3923","v":12.203311843844313},13.423643028228746]
[null,3918,7.2333681961254408E-5,1.2203311843844312E-4,3.6166840980627204,6.1003350038971806,6.7103685042868992,18.083420490313603,30.501675019485901,33.551842521434494,36.166840980627207,61.003350038971803,67.103685042868989,{"$f":"Input!$F$21*C3928","v":7.2333681961254408},{"$f":"Input!$F$21*D3928","v":12.203311843844313},13.423643028228746]
[null,3920,6.673374545678243E-5,1.2203311843844312E-4,3.3366872728391215,6.1003350038971806,6.7103685042868992,16.683436364195607,30.501675019485901,33.551842521434494,33.366872728391215,61.003350038971803,67.103685042868989,{"$f":"Input!$F$21*C3930","v":6.673374545678243},{"$f":"Input!$F$21*D3930","v":12.203311843844313},13.423643028228746]
[null,3924,4.5733983565012541E-5,1.2203311843844312E-4,2.2866991782506272,6.1003350038971806,6.7103685042868992,11.433495891253136,30.501675019485901,33.551842521434494,22.866991782506272,61.003350038971803,67.103685042868989,{"$f":"Input!$F$21*C3934","v":4.5733983565012544},{"$f":"Input!$F$21*D3934","v":12.203311843844313},13.423643028228746]
[null,3927,4.5733983565012541E-5,1.2203311843844312E-4,2.2866991782506272,6.1003350038971806,6.7103685042868992,11.433495891253136,30.501675019485901,33.551842521434494,22.866991782506272,61.003350038971803,67.103685042868989,{"$f":"Input!$F$21*C3937","v":4.5733983565012544},{"$f":"Input!$F$21*D3937","v":12.203311843844313},13.423643028228746]
[null,3928,4.5733983565012541E-5,1.2203311843844312E-4,2.2866991782506272,6.1003350038971806,6.7103685042868992,11.433495891253136,30.501675019485901,33.551842521434494,22.866991782506272,61.003350038971803,67.103685042868989,{"$f":"Input!$F$21*C3938","v":4.5733983565012544},{"$f":"Input!$F$21*D3938","v":12.203311843844313},13.423643028228746]
[null,3931,4.5733983565012541E-5,1.2203311843844312E-4,2.2866991782506272,6.1003350038971806,6.7103685042868992,11.433495891253136,30.501675019485901,33.551842521434494,22.866991782506272,61.003350038971803,67.103685042868989,{"$f":"Input!$F$21*C3941","v":4.5733983565012544},{"$f":"Input!$F$21*D3941","v":12.203311843844313},13.423643028228746]
[null,3934,4.5733983565012541E-5,1.2203311843844312E-4,2.2866991782506272,6.1003350038971806,6.7103685042868992,11.433495891253136,30.501675019485901,33.551842521434494,22.866991782506272,61.003350038971803,67.103685042868989,{"$f":"Input!$F$21*C3944","v":4.5733983565012544},{"$f":"Input!$F$21*D3944","v":12.203311843844313},13.423643028228746]
[null,3938,6.3233785141487438E-5,1.2203311843844312E-4,3.161689257074372,6.1003350038971806,6.7103685042868992,15.808446285371859,30.501675019485901,33.551842521434494,31.616892570743719,61.003350038971803,67.103685042868989,{"$f":"Input!$F$21*C3948","v":6.323378514148744},{"$f":"Input!$F$21*D3948","v":12.203311843844313},13.423643028228746]
[null,3943,5.5533872447838493E-5,1.2203311843844312E-4,2.7766936223919245,6.1003350038971806,6.7103685042868992,13.883468111959623,30.501675019485901,33.551842521434494,27.766936223919245,61.003350038971803,67.103685042868989,{"$f":"Input!$F$21*C3953","v":5.553387244783849},{"$f":"Input!$F$21*D3953","v":12.203311843844313},13.423643028228746]
[null,3945,4.5733983565012541E-5,1.2203311843844312E-4,2.2866991782506272,6.1003350038971806,6.7103685042868992,11.433495891253136,30.501675019485901,33.551842521434494,22.866991782506272,61.003350038971803,67.103685042868989,{"$f":"Input!$F$21*C3955","v":4.5733983565012544},{"$f":"Input!$F$21*D3955","v":12.203311843844313},13.423643028228746]
[null,3949,4.5733983565012541E-5,1.2203311843844312E-4,2.2866991782506272,6.1003350038971806,6.7103685042868992,11.433495891253136,30.501675019485901,33.551842521434494,22.866991782506272,61.003350038971803,67.103685042868989,{"$f":"Input!$F$21*C3959","v":4.5733983565012544},{"$f":"Input!$F$21*D3959","v":12.203311843844313},13.423643028228746]
[null,3952,4.5733983565012541E-5,1.2203311843844312E-4,2.2866991782506272,6.1003350038971806,6.7103685042868992,11.433495891253136,30.501675019485901,33.551842521434494,22.866991782506272,61.003350038971803,67.103685042868989,{"$f":"Input!$F$21*C3962","v":4.5733983565012544},{"$f":"Input!$F$21*D3962","v":12.203311843844313},13.423643028228746]
[null,3953,4.5733983565012541E-5,1.2203311843844312E-4,2.2866991782506272,6.1003350038971806,6.7103685042868992,11.433495891253136,30.501675019485901,33.551842521434494,22.866991782506272,61.003350038971803,67.103685042868989,{"$f":"Input!$F$21*C3963","v":4.5733983565012544},{"$f":"Input!$F$21*D3963","v":12.203311843844313},13.423643028228746]
[null,3956,4.5733983565012541E-5,1.2203311843844312E-4,2.2866991782506272,6.1003350038971806,6.7103685042868992,11.433495891253136,30.501675019485901,33.551842521434494,22.866991782506272,61.003350038971803,67.103685042868989,{"$f":"Input!$F$21*C3966","v":4.5733983565012544},{"$f":"Input!$F$21*D3966","v":12.203311843844313},13.423643028228746]
[null,3959,4.5733983565012541E-5,1.2203311843844312E-4,2.2866991782506272,6.1003350038971806,6.7103685042868992,11.433495891253136,30.501675019485901,33.551842521434494,22.866991782506272,61.003350038971803,67.103685042868989,{"$f":"Input!$F$21*C3969","v":4.5733983565012544},{"$f":"Input!$F$21*D3969","v":12.203311843844313},13.423643028228746]
[null,3964,4.5733983565012541E-5,1.2203311843844312E-4,2.2866991782506272,6.1003350038971806,6.7103685042868992,11.433495891253136,30.501675019485901,33.551842521434494,22.866991782506272,61.003350038971803,67.103685042868989,{"$f":"Input!$F$21*C3974","v":4.5733983565012544},{"$f":"Input!$F$21*D3974","v":12.203311843844313},13.423643028228746]
[null,3967,4.6433975628071544E-5,1.2203311843844312E-4,2.321698781403577,6.1003350038971806,6.7103685042868992,11.608493907017886,30.501675019485901,33.551842521434494,23.216987814035772,61.003350038971803,67.103685042868989,{"$f":"Input!$F$21*C3977","v":4.643397562807154},{"$f":"Input!$F$21*D3977","v":12.203311843844313},13.423643028228746]
[null,3971,4.5733983565012541E-5,1.2203311843844312E-4,2.2866991782506272,6.1003350038971806,6.7103685042868992,11.433495891253136,30.501675019485901,33.551842521434494,22.866991782506272,61.003350038971803,67.103685042868989,{"$f":"Input!$F$21*C3981","v":4.5733983565012544},{"$f":"Input!$F$21*D3981","v":12.203311843844313},13.423643028228746]
[null,3974,4.5733983565012541E-5,1.2203311843844312E-4,2.2866991782506272,6.1003350038971806,6.7103685042868992,11.433495891253136,30.501675019485901,33.551842521434494,22.866991782506272,61.003350038971803,67.103685042868989,{"$f":"Input!$F$21*C3984","v":4.5733983565012544},{"$f":"Input!$F$21*D3984","v":12.203311843844313},13.423643028228746]
[null,3977,4.5733983565012541E-5,1.2133312637538414E-4,2.2866991782506272,6.0653429776392995,6.6718772754032303,11.433495891253136,30.326714888196499,33.359386377016151,22.866991782506272,60.653429776392997,66.718772754032301,{"$f":"Input!$F$21*C3987","v":4.5733983565012544},{"$f":"Input!$F$21*D3987","v":12.133312637538413},13.346643901292255]
[null,3978,4.5733983565012541E-5,1.2133312637538414E-4,2.2866991782506272,6.0653429776392995,6.6718772754032303,11.433495891253136,30.326714888196499,33.359386377016151,22.866991782506272,60.653429776392997,66.718772754032301,{"$f":"Input!$F$21*C3988","v":4.5733983565012544},{"$f":"Input!$F$21*D3988","v":12.133312637538413},13.346643901292255]
[null,3981,5.133392006948452E-5,1.2133312637538414E-4,2.5666960034742261,6.0653429776392995,6.6718772754032303,12.83348001737113,30.326714888196499,33.359386377016151,25.66696003474226,60.653429776392997,66.718772754032301,{"$f":"Input!$F$21*C3991","v":5.1333920069484522},{"$f":"Input!$F$21*D3991","v":12.133312637538413},13.346643901292255]
[null,3984,7.0933697835136403E-5,1.2133312637538414E-4,3.5466848917568203,6.0653429776392995,6.6718772754032303,17.7334244587841,30.326714888196499,33.359386377016151,35.4668489175682,60.653429776392997,66.718772754032301,{"$f":"Input!$F$21*C3994","v":7.0933697835136407},{"$f":"Input!$F$21*D3994","v":12.133312637538413},13.346643901292255]
[null,3989,7.5833642276549373E-5,1.2133312637538414E-4,3.7916821138274686,6.0653429776392995,6.6718772754032303,18.958410569137342,30.326714888196499,33.359386377016151,37.916821138274685,60.653429776392997,66.718772754032301,{"$f":"Input!$F$21*C3999","v":7.5833642276549371},{"$f":"Input!$F$21*D3999","v":12.133312637538413},13.346643901292255]
[null,3992,7.0233705772077408E-5,1.2133312637538414E-4,3.5116852886038705,6.0653429776392995,6.6718772754032303,17.558426443019354,30.326714888196499,33.359386377016151,35.116852886038707,60.653429776392997,66.718772754032301,{"$f":"Input!$F$21*C4002","v":7.0233705772077411},{"$f":"Input!$F$21*D4002","v":12.133312637538413},13.346643901292255]
[null,3996,4.5733983565012541E-5,1.2133312637538414E-4,2.2866991782506272,6.0653429776392995,6.6718772754032303,11.433495891253136,30.326714888196499,33.359386377016151,22.866991782506272,60.653429776392997,66.718772754032301,{"$f":"Input!$F$21*C4006","v":4.5733983565012544},{"$f":"Input!$F$21*D4006","v":12.133312637538413},13.346643901292255]
[null,3999,4.5733983565012541E-5,1.2133312637538414E-4,2.2866991782506272,6.0653429776392995,6.6718772754032303,11.433495891253136,30.326714888196499,33.359386377016151,22.866991782506272,60.653429776392997,66.718772754032301,{"$f":"Input!$F$21*C4009","v":4.5733983565012544},{"$f":"Input!$F$21*D4009","v":12.133312637538413},13.346643901292255]
[null,4002,4.5733983565012541E-5,1.2133312637538414E-4,2.2866991782506272,6.0653429776392995,6.6718772754032303,11.433495891253136,30.326714888196499,33.359386377016151,22.866991782506272,60.653429776392997,66.718772754032301,{"$f":"Input!$F$21*C4012","v":4.5733983565012544},{"$f":"Input!$F$21*D4012","v":12.133312637538413},13.346643901292255]
[null,4003,4.5733983565012541E-5,1.2133312637538414E-4,2.2866991782506272,6.0653429776392995,6.6718772754032303,11.433495891253136,30.326714888196499,33.359386377016151,22.866991782506272,60.653429776392997,66.718772754032301,{"$f":"Input!$F$21*C4013","v":4.5733983565012544},{"$f":"Input!$F$21*D4013","v":12.133312637538413},13.346643901292255]
[null,4006,5.2033912132543502E-5,1.2133312637538414E-4,2.601695606627175,6.0653429776392995,6.6718772754032303,13.008478033135875,30.326714888196499,33.359386377016151,26.016956066271749,60.653429776392997,66.718772754032301,{"$f":"Input!$F$21*C4016","v":5.2033912132543501},{"$f":"Input!$F$21*D4016","v":12.133312637538413},13.346643901292255]
[null,4010,8.003359465490336E-5,1.2133312637538414E-4,4.0016797327451679,6.0653429776392995,6.6718772754032303,20.008398663725838,30.326714888196499,33.359386377016151,40.016797327451677,60.653429776392997,66.718772754032301,{"$f":"Input!$F$21*C4020","v":8.0033594654903357},{"$f":"Input!$F$21*D4020","v":12.133312637538413},13.346643901292255]
[null,4014,7.9333602591844364E-5,1.2133312637538414E-4,3.9666801295922181,6.0653429776392995,6.6718772754032303,19.833400647961092,30.326714888196499,33.359386377016151,39.666801295922184,60.653429776392997,66.718772754032301,{"$f":"Input!$F$21*C4024","v":7.9333602591844361},{"$f":"Input!$F$21*D4024","v":12.133312637538413},13.346643901292255]
[null,4017,4.5733983565012541E-5,1.2133312637538414E-4,2.2866991782506272,6.0653429776392995,6.6718772754032303,11.433495891253136,30.326714888196499,33.359386377016151,22.866991782506272,60.653429776392997,66.718772754032301,{"$f":"Input!$F$21*C4027","v":4.5733983565012544},{"$f":"Input!$F$21*D4027","v":12.133312637538413},13.346643901292255]
[null,4021,4.5733983565012541E-5,1.2133312637538414E-4,2.2866991782506272,6.0653429776392995,6.6718772754032303,11.433495891253136,30.326714888196499,33.359386377016151,22.866991782506272,60.653429776392997,66.718772754032301,{"$f":"Input!$F$21*C4031","v":4.5733983565012544},{"$f":"Input!$F$21*D4031","v":12.133312637538413},13.346643901292255]
[null,4024,4.5733983565012541E-5,1.2133312637538414E-4,2.2866991782506272,6.0653429776392995,6.6718772754032303,11.433495891253136,30.326714888196499,33.359386377016151,22.866991782506272,60.653429776392997,66.718772754032301,{"$f":"Input!$F$21*C4034","v":4.5733983565012544},{"$f":"Input!$F$21*D4034","v":12.133312637538413},13.346643901292255]
[null,4027,4.5733983565012541E-5,1.2063313431232515E-4,2.2866991782506272,6.0303509513814202,6.6333860465195631,11.433495891253136,30.151754756907099,33.166930232597814,22.866991782506272,60.303509513814198,66.333860465195627,{"$f":"Input!$F$21*C4037","v":4.5733983565012544},{"$f":"Input!$F$21*D4037","v":12.063313431232515},13.269644774355768]
[null,4028,4.5733983565012541E-5,1.2063313431232515E-4,2.2866991782506272,6.0303509513814202,6.6333860465195631,11.433495891253136,30.151754756907099,33.166930232597814,22.866991782506272,60.303509513814198,66.333860465195627,{"$f":"Input!$F$21*C4038","v":4.5733983565012544},{"$f":"Input!$F$21*D4038","v":12.063313431232515},13.269644774355768]
[null,4031,4.5733983565012541E-5,1.2063313431232515E-4,2.2866991782506272,6.0303509513814202,6.6333860465195631,11.433495891253136,30.151754756907099,33.166930232597814,22.866991782506272,60.303509513814198,66.333860465195627,{"$f":"Input!$F$21*C4041","v":4.5733983565012544},{"$f":"Input!$F$21*D4041","v":12.063313431232515},13.269644774355768]
[null,4036,6.8133729582900421E-5,1.2063313431232515E-4,3.4066864791450211,6.0303509513814202,6.6333860465195631,17.033432395725104,30.151754756907099,33.166930232597814,34.066864791450207,60.303509513814198,66.333860465195627,{"$f":"Input!$F$21*C4046","v":6.8133729582900422},{"$f":"Input!$F$21*D4046","v":12.063313431232515},13.269644774355768]
[null,4039,6.3933777204546434E-5,1.2063313431232515E-4,3.1966888602273218,6.0303509513814202,6.6333860465195631,15.983444301136608,30.151754756907099,33.166930232597814,31.966888602273215,60.303509513814198,66.333860465195627,{"$f":"Input!$F$21*C4049","v":6.3933777204546436},{"$f":"Input!$F$21*D4049","v":12.063313431232515},13.269644774355768]
[null,4042,4.5733983565012541E-5,1.2063313431232515E-4,2.2866991782506272,6.0303509513814202,6.6333860465195631,11.433495891253136,30.151754756907099,33.166930232597814,22.866991782506272,60.303509513814198,66.333860465195627,{"$f":"Input!$F$21*C4052","v":4.5733983565012544},{"$f":"Input!$F$21*D4052","v":12.063313431232515},13.269644774355768]
[null,4046,4.5733983565012541E-5,1.2063313431232515E-4,2.2866991782506272,6.0303509513814202,6.6333860465195631,11.433495891253136,30.151754756907099,33.166930232597814,22.866991782506272,60.303509513814198,66.333860465195627,{"$f":"Input!$F$21*C4056","v":4.5733983565012544},{"$f":"Input!$F$21*D4056","v":12.063313431232515},13.269644774355768]
[null,4049,4.5733983565012541E-5,1.2063313431232515E-4,2.2866991782506272,6.0303509513814202,6.6333860465195631,11.433495891253136,30.151754756907099,33.166930232597814,22.866991782506272,60.303509513814198,66.333860465195627,{"$f":"Input!$F$21*C4059","v":4.5733983565012544},{"$f":"Input!$F$21*D4059","v":12.063313431232515},13.269644774355768]
[null,4052,4.5733983565012541E-5,1.2063313431232515E-4,2.2866991782506272,6.0303509513814202,6.6333860465195631,11.433495891253136,30.151754756907099,33.166930232597814,22.866991782506272,60.303509513814198,66.333860465195627,{"$f":"Input!$F$21*C4062","v":4.5733983565012544},{"$f":"Input!$F$21*D4062","v":12.063313431232515},13.269644774355768]
[null,4053,4.5733983565012541E-5,1.2063313431232515E-4,2.2866991782506272,6.0303509513814202,6.6333860465195631,11.433495891253136,30.151754756907099,33.166930232597814,22.866991782506272,60.303509513814198,66.333860465195627,{"$f":"Input!$F$21*C4063","v":4.5733983565012544},{"$f":"Input!$F$21*D4063","v":12.063313431232515},13.269644774355768]
[null,4056,5.6233864510897489E-5,1.2063313431232515E-4,2.8116932255448743,6.0303509513814202,6.6333860465195631,14.058466127724373,30.151754756907099,33.166930232597814,28.116932255448745,60.303509513814198,66.333860465195627,{"$f":"Input!$F$21*C4066","v":5.6233864510897487},{"$f":"Input!$F$21*D4066","v":12.063313431232515},13.269644774355768]
[null,4061,6.6033753393723434E-5,1.2063313431232515E-4,3.3016876696861717,6.0303509513814202,6.6333860465195631,16.508438348430857,30.151754756907099,33.166930232597814,33.016876696861715,60.303509513814198,66.333860465195627,{"$f":"Input!$F$21*C4071","v":6.6033753393723433},{"$f":"Input!$F$21*D4071","v":12.063313431232515},13.269644774355768]
[null,4064,7.1633689898195399E-5,1.2063313431232515E-4,3.5816844949097701,6.0303509513814202,6.6333860465195631,17.90842247454885,30.151754756907099,33.166930232597814,35.8168449490977,60.303509513814198,66.333860465195627,{"$f":"Input!$F$21*C4074","v":7.1633689898195403},{"$f":"Input!$F$21*D4074","v":12.063313431232515},13.269644774355768]
[null,4067,5.9733824826192467E-5,1.2063313431232515E-4,2.9866912413096234,6.0303509513814202,6.6333860465195631,14.933456206548117,30.151754756907099,33.166930232597814,29.866912413096234,60.303509513814198,66.333860465195627,{"$f":"Input!$F$21*C4077","v":5.9733824826192468},{"$f":"Input!$F$21*D4077","v":12.063313431232515},13.269644774355768]
[null,4071,4.5733983565012541E-5,1.1993314224926614E-4,2.2866991782506272,5.9953589251235408,6.594894817635895,11.433495891253136,29.976794625617703,32.974474088179477,22.866991782506272,59.953589251235407,65.948948176358954,{"$f":"Input!$F$21*C4081","v":4.5733983565012544},{"$f":"Input!$F$21*D4081","v":11.993314224926614},13.192645647419276]
[null,4074,4.5733983565012541E-5,1.1993314224926614E-4,2.2866991782506272,5.9953589251235408,6.594894817635895,11.433495891253136,29.976794625617703,32.974474088179477,22.866991782506272,59.953589251235407,65.948948176358954,{"$f":"Input!$F$21*C4084","v":4.5733983565012544},{"$f":"Input!$F$21*D4084","v":11.993314224926614},13.192645647419276]
[null,4075,4.5733983565012541E-5,1.1993314224926614E-4,2.2866991782506272,5.9953589251235408,6.594894817635895,11.433495891253136,29.976794625617703,32.974474088179477,22.866991782506272,59.953589251235407,65.948948176358954,{"$f":"Input!$F$21*C4085","v":4.5733983565012544},{"$f":"Input!$F$21*D4085","v":11.993314224926614},13.192645647419276]
[null,4081,8.4933539096316329E-5,1.1993314224926614E-4,4.2466769548158165,5.9953589251235408,6.594894817635895,21.233384774079081,29.976794625617703,32.974474088179477,42.466769548158162,59.953589251235407,65.948948176358954,{"$f":"Input!$F$21*C4091","v":8.4933539096316331},{"$f":"Input!$F$21*D4091","v":11.993314224926614},13.192645647419276]
[null,4082,9.1933459726906285E-5,1.1993314224926614E-4,4.5966729863453146,5.9953589251235408,6.594894817635895,22.98336493172657,29.976794625617703,32.974474088179477,45.966729863453139,59.953589251235407,65.948948176358954,{"$f":"Input!$F$21*C4092","v":9.1933459726906293},{"$f":"Input!$F$21*D4092","v":11.993314224926614},13.192645647419276]
[null,4086,9.6833404168319254E-5,1.1993314224926614E-4,4.8416702084159624,5.9953589251235408,6.594894817635895,24.208351042079812,29.976794625617703,32.974474088179477,48.416702084159624,59.953589251235407,65.948948176358954,{"$f":"Input!$F$21*C4096","v":9.6833404168319248},{"$f":"Input!$F$21*D4096","v":11.993314224926614},13.192645647419276]
[null,4089,6.9533713709018426E-5,1.1993314224926614E-4,3.4766856854509212,5.9953589251235408,6.594894817635895,17.383428427254607,29.976794625617703,32.974474088179477,34.766856854509214,59.953589251235407,65.948948176358954,{"$f":"Input!$F$21*C4099","v":6.9533713709018423},{"$f":"Input!$F$21*D4099","v":11.993314224926614},13.192645647419276]
[null,4092,4.8533951817248517E-5,1.1993314224926614E-4,2.426697590862426,5.9953589251235408,6.594894817635895,12.133487954312129,29.976794625617703,32.974474088179477,24.266975908624257,59.953589251235407,65.948948176358954,{"$f":"Input!$F$21*C4102","v":4.853395181724852},{"$f":"Input!$F$21*D4102","v":11.993314224926614},13.192645647419276]
[null,4096,4.9233943880307519E-5,1.1993314224926614E-4,2.4616971940153758,5.9953589251235408,6.594894817635895,12.30848597007688,29.976794625617703,32.974474088179477,24.616971940153761,59.953589251235407,65.948948176358954,{"$f":"Input!$F$21*C4106","v":4.9233943880307516},{"$f":"Input!$F$21*D4106","v":11.993314224926614},13.192645647419276]
[null,4099,6.673374545678243E-5,1.1923315018620715E-4,3.3366872728391215,5.9603668988656606,6.556403588752227,16.683436364195607,29.8018344943283,32.782017943761133,33.366872728391215,59.603668988656601,65.564035887522266,{"$f":"Input!$F$21*C4109","v":6.673374545678243},{"$f":"Input!$F$21*D4109","v":11.923315018620716},13.115646520482789]
[null,4100,6.9533713709018426E-5,1.1923315018620715E-4,3.4766856854509212,5.9603668988656606,6.556403588752227,17.383428427254607,29.8018344943283,32.782017943761133,34.766856854509214,59.603668988656601,65.564035887522266,{"$f":"Input!$F$21*C4110","v":6.9533713709018423},{"$f":"Input!$F$21*D4110","v":11.923315018620716},13.115646520482789]
[null,4106,9.333344385302429E-5,1.1923315018620715E-4,4.6666721926512142,5.9603668988656606,6.556403588752227,23.333360963256073,29.8018344943283,32.782017943761133,46.666721926512146,59.603668988656601,65.564035887522266,{"$f":"Input!$F$21*C4116","v":9.3333443853024285},{"$f":"Input!$F$21*D4116","v":11.923315018620716},13.115646520482789]
[null,4107,9.4733427979142281E-5,1.1923315018620715E-4,4.7366713989571139,5.9603668988656606,6.556403588752227,23.683356994785569,29.8018344943283,32.782017943761133,47.366713989571139,59.603668988656601,65.564035887522266,{"$f":"Input!$F$21*C4117","v":9.4733427979142277},{"$f":"Input!$F$21*D4117","v":11.923315018620716},13.115646520482789]
[null,4111,7.7933618465726359E-5,1.1923315018620715E-4,3.896680923286318,5.9603668988656606,6.556403588752227,19.483404616431589,29.8018344943283,32.782017943761133,38.966809232863177,59.603668988656601,65.564035887522266,{"$f":"Input!$F$21*C4121","v":7.793361846572636},{"$f":"Input!$F$21*D4121","v":11.923315018620716},13.115646520482789]
[null,4114,5.9733824826192467E-5,1.1923315018620715E-4,2.9866912413096234,5.9603668988656606,6.556403588752227,14.933456206548117,29.8018344943283,32.782017943761133,29.866912413096234,59.603668988656601,65.564035887522266,{"$f":"Input!$F$21*C4124","v":5.9733824826192468},{"$f":"Input!$F$21*D4124","v":11.923315018620716},13.115646520482789]
[null,4117,4.5733983565012541E-5,1.1923315018620715E-4,2.2866991782506272,5.9603668988656606,6.556403588752227,11.433495891253136,29.8018344943283,32.782017943761133,22.866991782506272,59.603668988656601,65.564035887522266,{"$f":"Input!$F$21*C4127","v":4.5733983565012544},{"$f":"Input!$F$21*D4127","v":11.923315018620716},13.115646520482789]
[null,4121,4.5733983565012541E-5,1.1923315018620715E-4,2.2866991782506272,5.9603668988656606,6.556403588752227,11.433495891253136,29.8018344943283,32.782017943761133,22.866991782506272,59.603668988656601,65.564035887522266,{"$f":"Input!$F$21*C4131","v":4.5733983565012544},{"$f":"Input!$F$21*D4131","v":11.923315018620716},13.115646520482789]
[null,4124,5.7633848637015473E-5,1.1923315018620715E-4,2.8816924318507735,5.9603668988656606,6.556403588752227,14.408462159253869,29.8018344943283,32.782017943761133,28.816924318507738,59.603668988656601,65.564035887522266,{"$f":"Input!$F$21*C4134","v":5.763384863701547},{"$f":"Input!$F$21*D4134","v":11.923315018620716},13.115646520482789]
[null,4127,7.1633689898195399E-5,1.1923315018620715E-4,3.5816844949097701,5.9603668988656606,6.556403588752227,17.90842247454885,29.8018344943283,32.782017943761133,35.8168449490977,59.603668988656601,65.564035887522266,{"$f":"Input!$F$21*C4137","v":7.1633689898195403},{"$f":"Input!$F$21*D4137","v":11.923315018620716},13.115646520482789]
[null,4129,8.3533554970198338E-5,1.1923315018620715E-4,4.1766777485099169,5.9603668988656606,6.556403588752227,20.883388742549585,29.8018344943283,32.782017943761133,41.766777485099169,59.603668988656601,65.564035887522266,{"$f":"Input!$F$21*C4139","v":8.3533554970198338},{"$f":"Input!$F$21*D4139","v":11.923315018620716},13.115646520482789]
[null,4132,9.4733427979142281E-5,1.1923315018620715E-4,4.7366713989571139,5.9603668988656606,6.556403588752227,23.683356994785569,29.8018344943283,32.782017943761133,47.366713989571139,59.603668988656601,65.564035887522266,{"$f":"Input!$F$21*C4142","v":9.4733427979142277},{"$f":"Input!$F$21*D4142","v":11.923315018620716},13.115646520482789]
[null,4136,7.4433658150431381E-5,1.1923315018620715E-4,3.7216829075215689,5.9603668988656606,6.556403588752227,18.608414537607846,29.8018344943283,32.782017943761133,37.216829075215692,59.603668988656601,65.564035887522266,{"$f":"Input!$F$21*C4146","v":7.4433658150431379},{"$f":"Input!$F$21*D4146","v":11.923315018620716},13.115646520482789]
[null,4139,6.7433737519841425E-5,1.1853315812314815E-4,3.3716868759920713,5.9253748726077795,6.517912359868558,16.858434379960357,29.626874363038898,32.589561799342789,33.716868759920715,59.253748726077795,65.179123598685578,{"$f":"Input!$F$21*C4149","v":6.7433737519841426},{"$f":"Input!$F$21*D4149","v":11.853315812314815},13.038647393546297]
[null,4143,5.133392006948452E-5,1.1853315812314815E-4,2.5666960034742261,5.9253748726077795,6.517912359868558,12.83348001737113,29.626874363038898,32.589561799342789,25.66696003474226,59.253748726077795,65.179123598685578,{"$f":"Input!$F$21*C4153","v":5.1333920069484522},{"$f":"Input!$F$21*D4153","v":11.853315812314815},13.038647393546297]
[null,4146,4.5733983565012541E-5,1.1853315812314815E-4,2.2866991782506272,5.9253748726077795,6.517912359868558,11.433495891253136,29.626874363038898,32.589561799342789,22.866991782506272,59.253748726077795,65.179123598685578,{"$f":"Input!$F$21*C4156","v":4.5733983565012544},{"$f":"Input!$F$21*D4156","v":11.853315812314815},13.038647393546297]
[null,4148,5.6233864510897489E-5,1.1853315812314815E-4,2.8116932255448743,5.9253748726077795,6.517912359868558,14.058466127724373,29.626874363038898,32.589561799342789,28.116932255448745,59.253748726077795,65.179123598685578,{"$f":"Input!$F$21*C4158","v":5.6233864510897487},{"$f":"Input!$F$21*D4158","v":11.853315812314815},13.038647393546297]
[null,4151,8.3533554970198338E-5,1.1853315812314815E-4,4.1766777485099169,5.9253748726077795,6.517912359868558,20.883388742549585,29.626874363038898,32.589561799342789,41.766777485099169,59.253748726077795,65.179123598685578,{"$f":"Input!$F$21*C4161","v":8.3533554970198338},{"$f":"Input!$F$21*D4161","v":11.853315812314815},13.038647393546297]
[null,4154,9.333344385302429E-5,1.1853315812314815E-4,4.6666721926512142,5.9253748726077795,6.517912359868558,23.333360963256073,29.626874363038898,32.589561799342789,46.666721926512146,59.253748726077795,65.179123598685578,{"$f":"Input!$F$21*C4164","v":9.3333443853024285},{"$f":"Input!$F$21*D4164","v":11.853315812314815},13.038647393546297]
[null,4157,1.0033336448361425E-4,1.1853315812314815E-4,5.0166682241807123,5.9253748726077795,6.517912359868558,25.083341120903562,29.626874363038898,32.589561799342789,50.166682241807123,59.253748726077795,65.179123598685578,{"$f":"Input!$F$21*C4167","v":10.033336448361425},{"$f":"Input!$F$21*D4167","v":11.853315812314815},13.038647393546297]
[null,4161,5.2033912132543502E-5,1.1853315812314815E-4,{"$f":"$E$9*C4171","v":2.601695606627175},5.9253748726077795,{"$f":"F4171*1.1","v":6.517912359868558},{"$f":"$H$9*C4171","v":13.008478033135875},29.626874363038898,{"$f":"I4171*1.1","v":32.589561799342789},{"$f":"$K$9*C4171","v":26.016956066271749},59.253748726077795,{"$f":"L4171*1.1","v":65.179123598685578},{"$f":"Input!$F$21*C4171","v":5.2033912132543501},{"$f":"Input!$F$21*D4171","v":11.853315812314815},13.038647393546297]
[null,4164,4.5733983565012541E-5,1.1853315812314815E-4,2.2866991782506272,5.9253748726077795,6.517912359868558,11.433495891253136,29.626874363038898,32.589561799342789,22.866991782506272,59.253748726077795,65.179123598685578,{"$f":"Input!$F$21*C4174","v":4.5733983565012544},{"$f":"Input!$F$21*D4174","v":11.853315812314815},13.038647393546297]
[null,4168,4.5733983565012541E-5,1.1853315812314815E-4,2.2866991782506272,5.9253748726077795,6.517912359868558,11.433495891253136,29.626874363038898,32.589561799342789,22.866991782506272,59.253748726077795,65.179123598685578,{"$f":"Input!$F$21*C4178","v":4.5733983565012544},{"$f":"Input!$F$21*D4178","v":11.853315812314815},13.038647393546297]
[null,4171,4.5733983565012541E-5,1.1783316606008915E-4,2.2866991782506272,5.8903828463499002,6.4794211309848908,11.433495891253136,29.451914231749502,32.397105654924452,22.866991782506272,58.903828463499003,64.794211309848905,{"$f":"Input!$F$21*C4181","v":4.5733983565012544},{"$f":"Input!$F$21*D4181","v":11.783316606008915},12.961648266609808]
[null,4173,4.5733983565012541E-5,1.1783316606008915E-4,2.2866991782506272,5.8903828463499002,6.4794211309848908,11.433495891253136,29.451914231749502,32.397105654924452,22.866991782506272,58.903828463499003,64.794211309848905,{"$f":"Input!$F$21*C4183","v":4.5733983565012544},{"$f":"Input!$F$21*D4183","v":11.783316606008915},12.961648266609808]
[null,4176,7.303367402431339E-5,1.1783316606008915E-4,3.6516837012156693,5.8903828463499002,6.4794211309848908,18.258418506078346,29.451914231749502,32.397105654924452,36.516837012156692,58.903828463499003,64.794211309848905,{"$f":"Input!$F$21*C4186","v":7.3033674024313386},{"$f":"Input!$F$21*D4186","v":11.783316606008915},12.961648266609808]
[null,4179,9.963337242055525E-5,1.1783316606008915E-4,4.9816686210277625,5.8903828463499002,6.4794211309848908,24.908343105138812,29.451914231749502,32.397105654924452,49.816686210277624,58.903828463499003,64.794211309848905,{"$f":"Input!$F$21*C4189","v":9.9633372420555251},{"$f":"Input!$F$21*D4189","v":11.783316606008915},12.961648266609808]
[null,4182,1.0663329305114521E-4,1.1783316606008915E-4,5.3316646525572606,5.8903828463499002,6.4794211309848908,26.6583232627863,29.451914231749502,32.397105654924452,53.316646525572601,58.903828463499003,64.794211309848905,{"$f":"Input!$F$21*C4192","v":10.663329305114521},{"$f":"Input!$F$21*D4192","v":11.783316606008915},12.961648266609808]
[null,4186,4.5733983565012541E-5,1.1783316606008915E-4,2.2866991782506272,5.8903828463499002,6.4794211309848908,11.433495891253136,29.451914231749502,32.397105654924452,22.866991782506272,58.903828463499003,64.794211309848905,{"$f":"Input!$F$21*C4196","v":4.5733983565012544},{"$f":"Input!$F$21*D4196","v":11.783316606008915},12.961648266609808]
[null,4189,4.5733983565012541E-5,1.1783316606008915E-4,2.2866991782506272,5.8903828463499002,6.4794211309848908,11.433495891253136,29.451914231749502,32.397105654924452,22.866991782506272,58.903828463499003,64.794211309848905,{"$f":"Input!$F$21*C4199","v":4.5733983565012544},{"$f":"Input!$F$21*D4199","v":11.783316606008915},12.961648266609808]
[null,4193,4.5733983565012541E-5,1.1783316606008915E-4,2.2866991782506272,5.8903828463499002,6.4794211309848908,11.433495891253136,29.451914231749502,32.397105654924452,22.866991782506272,58.903828463499003,64.794211309848905,{"$f":"Input!$F$21*C4203","v":4.5733983565012544},{"$f":"Input!$F$21*D4203","v":11.783316606008915},12.961648266609808]
[null,4194,4.5733983565012541E-5,1.1713317399703015E-4,2.2866991782506272,5.8553908200920199,6.4409299021012227,11.433495891253136,29.276954100460102,32.204649510506115,22.866991782506272,58.553908200920205,64.409299021012231,{"$f":"Input!$F$21*C4204","v":4.5733983565012544},{"$f":"Input!$F$21*D4204","v":11.713317399703016},12.884649139673318]
[null,4200,6.3233785141487438E-5,1.1713317399703015E-4,3.161689257074372,5.8553908200920199,6.4409299021012227,15.808446285371859,29.276954100460102,32.204649510506115,31.616892570743719,58.553908200920205,64.409299021012231,{"$f":"Input!$F$21*C4210","v":6.323378514148744},{"$f":"Input!$F$21*D4210","v":11.713317399703016},12.884649139673318]
[null,4201,7.0933697835136403E-5,1.1713317399703015E-4,3.5466848917568203,5.8553908200920199,6.4409299021012227,17.7334244587841,29.276954100460102,32.204649510506115,35.4668489175682,58.553908200920205,64.409299021012231,{"$f":"Input!$F$21*C4211","v":7.0933697835136407},{"$f":"Input!$F$21*D4211","v":11.713317399703016},12.884649139673318]
[null,4204,5.133392006948452E-5,1.1713317399703015E-4,2.5666960034742261,5.8553908200920199,6.4409299021012227,12.83348001737113,29.276954100460102,32.204649510506115,25.66696003474226,58.553908200920205,64.409299021012231,{"$f":"Input!$F$21*C4214","v":5.1333920069484522},{"$f":"Input!$F$21*D4214","v":11.713317399703016},12.884649139673318]
[null,4208,4.5733983565012541E-5,1.1713317399703015E-4,2.2866991782506272,5.8553908200920199,6.4409299021012227,11.433495891253136,29.276954100460102,32.204649510506115,22.866991782506272,58.553908200920205,64.409299021012231,{"$f":"Input!$F$21*C4218","v":4.5733983565012544},{"$f":"Input!$F$21*D4218","v":11.713317399703016},12.884649139673318]
[null,4211,4.5733983565012541E-5,1.1713317399703015E-4,2.2866991782506272,5.8553908200920199,6.4409299021012227,11.433495891253136,29.276954100460102,32.204649510506115,22.866991782506272,58.553908200920205,64.409299021012231,{"$f":"Input!$F$21*C4221","v":4.5733983565012544},{"$f":"Input!$F$21*D4221","v":11.713317399703016},12.884649139673318]
[null,4214,4.5733983565012541E-5,1.1713317399703015E-4,2.2866991782506272,5.8553908200920199,6.4409299021012227,11.433495891253136,29.276954100460102,32.204649510506115,22.866991782506272,58.553908200920205,64.409299021012231,{"$f":"Input!$F$21*C4224","v":4.5733983565012544},{"$f":"Input!$F$21*D4224","v":11.713317399703016},12.884649139673318]
[null,4218,4.5733983565012541E-5,1.1643318193397115E-4,2.2866991782506272,5.8203987938341397,6.4024386732175538,11.433495891253136,29.101993969170699,32.012193366087772,22.866991782506272,58.203987938341399,64.024386732175543,{"$f":"Input!$F$21*C4228","v":4.5733983565012544},{"$f":"Input!$F$21*D4228","v":11.643318193397114},12.807650012736827]
[null,4219,4.5733983565012541E-5,1.1643318193397115E-4,2.2866991782506272,5.8203987938341397,6.4024386732175538,11.433495891253136,29.101993969170699,32.012193366087772,22.866991782506272,58.203987938341399,64.024386732175543,{"$f":"Input!$F$21*C4229","v":4.5733983565012544},{"$f":"Input!$F$21*D4229","v":11.643318193397114},12.807650012736827]
[null,4225,7.3733666087372386E-5,1.1643318193397115E-4,{"$f":"$E$9*C4235","v":3.6866833043686191},5.8203987938341397,{"$f":"F4235*1.1","v":6.4024386732175538},{"$f":"$H$9*C4235","v":18.433416521843096},29.101993969170699,{"$f":"I4235*1.1","v":32.012193366087772},{"$f":"$K$9*C4235","v":36.866833043686192},58.203987938341399,{"$f":"L4235*1.1","v":64.024386732175543},{"$f":"Input!$F$21*C4235","v":7.3733666087372383},{"$f":"Input!$F$21*D4235","v":11.643318193397114},12.807650012736827]
[null,4226,8.003359465490336E-5,1.1643318193397115E-4,4.0016797327451679,5.8203987938341397,6.4024386732175538,20.008398663725838,29.101993969170699,32.012193366087772,40.016797327451677,58.203987938341399,64.024386732175543,{"$f":"Input!$F$21*C4236","v":8.0033594654903357},{"$f":"Input!$F$21*D4236","v":11.643318193397114},{"$f":"O4236*1.1","v":12.807650012736827}]
[null,4229,8.7033515285493316E-5,1.1643318193397115E-4,4.351675764274666,5.8203987938341397,6.4024386732175538,21.758378821373331,29.101993969170699,32.012193366087772,43.516757642746661,58.203987938341399,64.024386732175543,{"$f":"Input!$F$21*C4239","v":8.7033515285493319},{"$f":"Input!$F$21*D4239","v":11.643318193397114},12.807650012736827]
[null,4233,4.5733983565012541E-5,1.1643318193397115E-4,2.2866991782506272,5.8203987938341397,6.4024386732175538,11.433495891253136,29.101993969170699,32.012193366087772,22.866991782506272,58.203987938341399,64.024386732175543,{"$f":"Input!$F$21*C4243","v":4.5733983565012544},{"$f":"Input!$F$21*D4243","v":11.643318193397114},12.807650012736827]
[null,4236,4.5733983565012541E-5,1.1643318193397115E-4,2.2866991782506272,5.8203987938341397,6.4024386732175538,11.433495891253136,29.101993969170699,32.012193366087772,22.866991782506272,58.203987938341399,64.024386732175543,{"$f":"Input!$F$21*C4246","v":4.5733983565012544},{"$f":"Input!$F$21*D4246","v":11.643318193397114},12.807650012736827]
[null,4239,4.5733983565012541E-5,1.1643318193397115E-4,2.2866991782506272,5.8203987938341397,6.4024386732175538,11.433495891253136,29.101993969170699,32.012193366087772,22.866991782506272,58.203987938341399,64.024386732175543,{"$f":"Input!$F$21*C4249","v":4.5733983565012544},{"$f":"Input!$F$21*D4249","v":11.643318193397114},12.807650012736827]
[null,4244,4.5733983565012541E-5,1.1643318193397115E-4,2.2866991782506272,5.8203987938341397,6.4024386732175538,11.433495891253136,29.101993969170699,32.012193366087772,22.866991782506272,58.203987938341399,64.024386732175543,{"$f":"Input!$F$21*C4254","v":4.5733983565012544},{"$f":"Input!$F$21*D4254","v":11.643318193397114},12.807650012736827]
[null,4247,4.5733983565012541E-5,1.1643318193397115E-4,2.2866991782506272,5.8203987938341397,6.4024386732175538,11.433495891253136,29.101993969170699,32.012193366087772,22.866991782506272,58.203987938341399,64.024386732175543,{"$f":"Input!$F$21*C4257","v":4.5733983565012544},{"$f":"Input!$F$21*D4257","v":11.643318193397114},12.807650012736827]
[null,4248,4.9233943880307519E-5,1.1643318193397115E-4,2.4616971940153758,5.8203987938341397,6.4024386732175538,12.30848597007688,29.101993969170699,32.012193366087772,24.616971940153761,58.203987938341399,64.024386732175543,{"$f":"Input!$F$21*C4258","v":4.9233943880307516},{"$f":"Input!$F$21*D4258","v":11.643318193397114},12.807650012736827]
[null,4251,7.0233705772077408E-5,1.1573318987091218E-4,3.5116852886038705,5.7854067675762586,6.3639474443338848,17.558426443019354,28.927033837881293,31.819737221669424,35.116852886038707,57.854067675762586,63.639474443338848,{"$f":"Input!$F$21*C4261","v":7.0233705772077411},{"$f":"Input!$F$21*D4261","v":11.573318987091218},12.73065088580034]
[null,4254,7.1633689898195399E-5,1.1573318987091218E-4,3.5816844949097701,5.7854067675762586,6.3639474443338848,17.90842247454885,28.927033837881293,31.819737221669424,35.8168449490977,57.854067675762586,63.639474443338848,{"$f":"Input!$F$21*C4264","v":7.1633689898195403},{"$f":"Input!$F$21*D4264","v":11.573318987091218},12.73065088580034]
[null,4258,4.5733983565012541E-5,1.1573318987091218E-4,2.2866991782506272,5.7854067675762586,6.3639474443338848,11.433495891253136,28.927033837881293,31.819737221669424,22.866991782506272,57.854067675762586,63.639474443338848,{"$f":"Input!$F$21*C4268","v":4.5733983565012544},{"$f":"Input!$F$21*D4268","v":11.573318987091218},12.73065088580034]
[null,4261,4.5733983565012541E-5,1.1573318987091218E-4,2.2866991782506272,5.7854067675762586,6.3639474443338848,11.433495891253136,28.927033837881293,31.819737221669424,22.866991782506272,57.854067675762586,63.639474443338848,{"$f":"Input!$F$21*C4271","v":4.5733983565012544},{"$f":"Input!$F$21*D4271","v":11.573318987091218},12.73065088580034]
[null,4265,4.5733983565012541E-5,1.1573318987091218E-4,2.2866991782506272,5.7854067675762586,6.3639474443338848,11.433495891253136,28.927033837881293,31.819737221669424,22.866991782506272,57.854067675762586,63.639474443338848,{"$f":"Input!$F$21*C4275","v":4.5733983565012544},{"$f":"Input!$F$21*D4275","v":11.573318987091218},12.73065088580034]
[null,4269,4.5733983565012541E-5,1.1573318987091218E-4,2.2866991782506272,5.7854067675762586,6.3639474443338848,11.433495891253136,28.927033837881293,31.819737221669424,22.866991782506272,57.854067675762586,63.639474443338848,{"$f":"Input!$F$21*C4279","v":4.5733983565012544},{"$f":"Input!$F$21*D4279","v":11.573318987091218},12.73065088580034]
[null,4272,4.5733983565012541E-5,1.1573318987091218E-4,2.2866991782506272,5.7854067675762586,6.3639474443338848,11.433495891253136,28.927033837881293,31.819737221669424,22.866991782506272,57.854067675762586,63.639474443338848,{"$f":"Input!$F$21*C4282","v":4.5733983565012544},{"$f":"Input!$F$21*D4282","v":11.573318987091218},12.73065088580034]
[null,4273,4.5733983565012541E-5,1.1573318987091218E-4,2.2866991782506272,5.7854067675762586,6.3639474443338848,11.433495891253136,28.927033837881293,31.819737221669424,22.866991782506272,57.854067675762586,63.639474443338848,{"$f":"Input!$F$21*C4283","v":4.5733983565012544},{"$f":"Input!$F$21*D4283","v":11.573318987091218},12.73065088580034]
[null,4276,5.9033832763133471E-5,1.1573318987091218E-4,2.9516916381566736,5.7854067675762586,6.3639474443338848,14.758458190783367,28.927033837881293,31.819737221669424,29.516916381566734,57.854067675762586,63.639474443338848,{"$f":"Input!$F$21*C4286","v":5.9033832763133471},{"$f":"Input!$F$21*D4286","v":11.573318987091218},12.73065088580034]
[null,4279,4.5733983565012541E-5,1.1573318987091218E-4,2.2866991782506272,5.7854067675762586,6.3639474443338848,11.433495891253136,28.927033837881293,31.819737221669424,22.866991782506272,57.854067675762586,63.639474443338848,{"$f":"Input!$F$21*C4289","v":4.5733983565012544},{"$f":"Input!$F$21*D4289","v":11.573318987091218},12.73065088580034]
[null,4283,4.5733983565012541E-5,1.1573318987091218E-4,2.2866991782506272,5.7854067675762586,6.3639474443338848,11.433495891253136,28.927033837881293,31.819737221669424,22.866991782506272,57.854067675762586,63.639474443338848,{"$f":"Input!$F$21*C4293","v":4.5733983565012544},{"$f":"Input!$F$21*D4293","v":11.573318987091218},12.73065088580034]
[null,4286,4.5733983565012541E-5,1.1503319780785315E-4,2.2866991782506272,5.7504147413183802,6.3254562154502185,11.433495891253136,28.752073706591901,31.627281077251094,22.866991782506272,57.504147413183802,63.254562154502189,{"$f":"Input!$F$21*C4296","v":4.5733983565012544},{"$f":"Input!$F$21*D4296","v":11.503319780785315},12.653651758863848]
[null,4290,4.5733983565012541E-5,1.1503319780785315E-4,2.2866991782506272,5.7504147413183802,6.3254562154502185,11.433495891253136,28.752073706591901,31.627281077251094,22.866991782506272,57.504147413183802,63.254562154502189,{"$f":"Input!$F$21*C4300","v":4.5733983565012544},{"$f":"Input!$F$21*D4300","v":11.503319780785315},{"$f":"O4300*1.1","v":12.653651758863848}]
[null,4294,4.5733983565012541E-5,1.1503319780785315E-4,2.2866991782506272,5.7504147413183802,6.3254562154502185,11.433495891253136,28.752073706591901,31.627281077251094,22.866991782506272,57.504147413183802,63.254562154502189,{"$f":"Input!$F$21*C4304","v":4.5733983565012544},{"$f":"Input!$F$21*D4304","v":11.503319780785315},12.653651758863848]
[null,4297,4.9933935943366528E-5,1.1503319780785315E-4,2.4966967971683265,5.7504147413183802,6.3254562154502185,12.483483985841632,28.752073706591901,31.627281077251094,24.966967971683264,57.504147413183802,63.254562154502189,{"$f":"Input!$F$21*C4307","v":4.993393594336653},{"$f":"Input!$F$21*D4307","v":11.503319780785315},12.653651758863848]
[null,4298,4.8533951817248517E-5,1.1503319780785315E-4,2.426697590862426,5.7504147413183802,6.3254562154502185,12.133487954312129,28.752073706591901,31.627281077251094,24.266975908624257,57.504147413183802,63.254562154502189,{"$f":"Input!$F$21*C4308","v":4.853395181724852},{"$f":"Input!$F$21*D4308","v":11.503319780785315},12.653651758863848]
[null,4301,4.5733983565012541E-5,1.1503319780785315E-4,2.2866991782506272,5.7504147413183802,6.3254562154502185,11.433495891253136,28.752073706591901,31.627281077251094,22.866991782506272,57.504147413183802,63.254562154502189,{"$f":"Input!$F$21*C4311","v":4.5733983565012544},{"$f":"Input!$F$21*D4311","v":11.503319780785315},12.653651758863848]
[null,4304,4.5733983565012541E-5,1.1433320574479419E-4,2.2866991782506272,5.7154227150604999,6.2869649865665505,11.433495891253136,28.577113575302498,31.43482493283275,22.866991782506272,57.154227150604996,62.869649865665501,{"$f":"Input!$F$21*C4314","v":4.5733983565012544},{"$f":"Input!$F$21*D4314","v":11.433320574479419},12.576652631927361]
[null,4308,4.5733983565012541E-5,1.1433320574479419E-4,2.2866991782506272,5.7154227150604999,6.2869649865665505,11.433495891253136,28.577113575302498,31.43482493283275,22.866991782506272,57.154227150604996,62.869649865665501,{"$f":"Input!$F$21*C4318","v":4.5733983565012544},{"$f":"Input!$F$21*D4318","v":11.433320574479419},12.576652631927361]
[null,4311,4.5733983565012541E-5,1.1433320574479419E-4,2.2866991782506272,5.7154227150604999,6.2869649865665505,11.433495891253136,28.577113575302498,31.43482493283275,22.866991782506272,57.154227150604996,62.869649865665501,{"$f":"Input!$F$21*C4321","v":4.5733983565012544},{"$f":"Input!$F$21*D4321","v":11.433320574479419},12.576652631927361]
[null,4316,4.5733983565012541E-5,1.1433320574479419E-4,2.2866991782506272,5.7154227150604999,6.2869649865665505,11.433495891253136,28.577113575302498,31.43482493283275,22.866991782506272,57.154227150604996,62.869649865665501,{"$f":"Input!$F$21*C4326","v":4.5733983565012544},{"$f":"Input!$F$21*D4326","v":11.433320574479419},12.576652631927361]
[null,4319,5.4133888321720488E-5,1.1433320574479419E-4,2.7066944160860245,5.7154227150604999,6.2869649865665505,13.533472080430123,28.577113575302498,31.43482493283275,27.066944160860245,57.154227150604996,62.869649865665501,{"$f":"Input!$F$21*C4329","v":5.4133888321720489},{"$f":"Input!$F$21*D4329","v":11.433320574479419},12.576652631927361]
[null,4322,6.0433816889251462E-5,1.1433320574479419E-4,3.0216908444625732,5.7154227150604999,6.2869649865665505,15.108454222312865,28.577113575302498,31.43482493283275,30.21690844462573,57.154227150604996,62.869649865665501,{"$f":"Input!$F$21*C4332","v":6.0433816889251464},{"$f":"Input!$F$21*D4332","v":11.433320574479419},12.576652631927361]
[null,4323,5.9733824826192467E-5,1.1433320574479419E-4,2.9866912413096234,5.7154227150604999,6.2869649865665505,14.933456206548117,28.577113575302498,31.43482493283275,29.866912413096234,57.154227150604996,62.869649865665501,{"$f":"Input!$F$21*C4333","v":5.9733824826192468},{"$f":"Input!$F$21*D4333","v":11.433320574479419},12.576652631927361]
[null,4326,5.7633848637015473E-5,1.1433320574479419E-4,2.8816924318507735,5.7154227150604999,6.2869649865665505,14.408462159253869,28.577113575302498,31.43482493283275,28.816924318507738,57.154227150604996,62.869649865665501,{"$f":"Input!$F$21*C4336","v":5.763384863701547},{"$f":"Input!$F$21*D4336","v":11.433320574479419},12.576652631927361]
[null,4329,4.5733983565012541E-5,1.1433320574479419E-4,2.2866991782506272,5.7154227150604999,6.2869649865665505,11.433495891253136,28.577113575302498,31.43482493283275,22.866991782506272,57.154227150604996,62.869649865665501,{"$f":"Input!$F$21*C4339","v":4.5733983565012544},{"$f":"Input!$F$21*D4339","v":11.433320574479419},12.576652631927361]
[null,4333,4.5733983565012541E-5,1.1363321368173518E-4,2.2866991782506272,5.6804306888026188,6.2484737576828815,11.433495891253136,28.402153444013095,31.242368788414407,22.866991782506272,56.80430688802619,62.484737576828813,{"$f":"Input!$F$21*C4343","v":4.5733983565012544},{"$f":"Input!$F$21*D4343","v":11.363321368173517},12.499653504990871]
[null,4336,4.5733983565012541E-5,1.1363321368173518E-4,2.2866991782506272,5.6804306888026188,6.2484737576828815,11.433495891253136,28.402153444013095,31.242368788414407,22.866991782506272,56.80430688802619,62.484737576828813,{"$f":"Input!$F$21*C4346","v":4.5733983565012544},{"$f":"Input!$F$21*D4346","v":11.363321368173517},12.499653504990871]
[null,4341,4.5733983565012541E-5,1.1363321368173518E-4,2.2866991782506272,5.6804306888026188,6.2484737576828815,11.433495891253136,28.402153444013095,31.242368788414407,22.866991782506272,56.80430688802619,62.484737576828813,{"$f":"Input!$F$21*C4351","v":4.5733983565012544},{"$f":"Input!$F$21*D4351","v":11.363321368173517},12.499653504990871]
[null,4344,6.3933777204546434E-5,1.1363321368173518E-4,3.1966888602273218,5.6804306888026188,6.2484737576828815,15.983444301136608,28.402153444013095,31.242368788414407,31.966888602273215,56.80430688802619,62.484737576828813,{"$f":"Input!$F$21*C4354","v":6.3933777204546436},{"$f":"Input!$F$21*D4354","v":11.363321368173517},12.499653504990871]
[null,4347,7.9333602591844364E-5,1.1363321368173518E-4,3.9666801295922181,5.6804306888026188,6.2484737576828815,19.833400647961092,28.402153444013095,31.242368788414407,39.666801295922184,56.80430688802619,62.484737576828813,{"$f":"Input!$F$21*C4357","v":7.9333602591844361},{"$f":"Input!$F$21*D4357","v":11.363321368173517},12.499653504990871]
[null,4348,8.1433578781021351E-5,1.1363321368173518E-4,4.0716789390510675,5.6804306888026188,6.2484737576828815,20.358394695255338,28.402153444013095,31.242368788414407,40.716789390510677,56.80430688802619,62.484737576828813,{"$f":"Input!$F$21*C4358","v":8.143357878102135},{"$f":"Input!$F$21*D4358","v":11.363321368173517},12.499653504990871]
[null,4351,7.2333681961254408E-5,1.1363321368173518E-4,3.6166840980627204,5.6804306888026188,6.2484737576828815,18.083420490313603,28.402153444013095,31.242368788414407,36.166840980627207,56.80430688802619,62.484737576828813,{"$f":"Input!$F$21*C4361","v":7.2333681961254408},{"$f":"Input!$F$21*D4361","v":11.363321368173517},12.499653504990871]
[null,4355,4.5733983565012541E-5,1.1363321368173518E-4,2.2866991782506272,5.6804306888026188,6.2484737576828815,11.433495891253136,28.402153444013095,31.242368788414407,22.866991782506272,56.80430688802619,62.484737576828813,{"$f":"Input!$F$21*C4365","v":4.5733983565012544},{"$f":"Input!$F$21*D4365","v":11.363321368173517},12.499653504990871]
[null,4357,4.9933935943366528E-5,1.1363321368173518E-4,2.4966967971683265,5.6804306888026188,6.2484737576828815,12.483483985841632,28.402153444013095,31.242368788414407,24.966967971683264,56.80430688802619,62.484737576828813,{"$f":"Input!$F$21*C4367","v":4.993393594336653},{"$f":"Input!$F$21*D4367","v":11.363321368173517},12.499653504990871]
[null,4362,4.5733983565012541E-5,1.1293322161867618E-4,2.2866991782506272,5.6454386625447386,6.2099825287992125,11.433495891253136,28.227193312723696,31.049912643996066,22.866991782506272,56.454386625447391,62.099825287992132,{"$f":"Input!$F$21*C4372","v":4.5733983565012544},{"$f":"Input!$F$21*D4372","v":11.293322161867618},12.42265437805438]
[null,4366,5.9733824826192467E-5,1.1293322161867618E-4,2.9866912413096234,5.6454386625447386,6.2099825287992125,14.933456206548117,28.227193312723696,31.049912643996066,29.866912413096234,56.454386625447391,62.099825287992132,{"$f":"Input!$F$21*C4376","v":5.9733824826192468},{"$f":"Input!$F$21*D4376","v":11.293322161867618},12.42265437805438]
[null,4369,7.7933618465726359E-5,1.1293322161867618E-4,3.896680923286318,5.6454386625447386,6.2099825287992125,19.483404616431589,28.227193312723696,31.049912643996066,38.966809232863177,56.454386625447391,62.099825287992132,{"$f":"Input!$F$21*C4379","v":7.793361846572636},{"$f":"Input!$F$21*D4379","v":11.293322161867618},12.42265437805438]
[null,4372,8.3533554970198338E-5,1.1293322161867618E-4,4.1766777485099169,5.6454386625447386,6.2099825287992125,20.883388742549585,28.227193312723696,31.049912643996066,41.766777485099169,56.454386625447391,62.099825287992132,{"$f":"Input!$F$21*C4382","v":8.3533554970198338},{"$f":"Input!$F$21*D4382","v":11.293322161867618},12.42265437805438]
[null,4373,8.3533554970198338E-5,1.1293322161867618E-4,4.1766777485099169,5.6454386625447386,6.2099825287992125,20.883388742549585,28.227193312723696,31.049912643996066,41.766777485099169,56.454386625447391,62.099825287992132,{"$f":"Input!$F$21*C4383","v":8.3533554970198338},{"$f":"Input!$F$21*D4383","v":11.293322161867618},12.42265437805438]
[null,4376,6.3933777204546434E-5,1.1293322161867618E-4,3.1966888602273218,5.6454386625447386,6.2099825287992125,15.983444301136608,28.227193312723696,31.049912643996066,31.966888602273215,56.454386625447391,62.099825287992132,{"$f":"Input!$F$21*C4386","v":6.3933777204546436},{"$f":"Input!$F$21*D4386","v":11.293322161867618},12.42265437805438]
[null,4382,4.5733983565012541E-5,1.1293322161867618E-4,2.2866991782506272,5.6454386625447386,6.2099825287992125,11.433495891253136,28.227193312723696,31.049912643996066,22.866991782506272,56.454386625447391,62.099825287992132,{"$f":"Input!$F$21*C4392","v":4.5733983565012544},{"$f":"Input!$F$21*D4392","v":11.293322161867618},12.42265437805438]
[null,4384,4.5733983565012541E-5,1.1293322161867618E-4,2.2866991782506272,5.6454386625447386,6.2099825287992125,11.433495891253136,28.227193312723696,31.049912643996066,22.866991782506272,56.454386625447391,62.099825287992132,{"$f":"Input!$F$21*C4394","v":4.5733983565012544},{"$f":"Input!$F$21*D4394","v":11.293322161867618},12.42265437805438]
[null,4387,4.5733983565012541E-5,1.1223322955561718E-4,2.2866991782506272,5.6104466362868584,6.1714912999155445,11.433495891253136,28.052233181434289,30.857456499577722,22.866991782506272,56.104466362868578,61.714912999155445,{"$f":"Input!$F$21*C4397","v":4.5733983565012544},{"$f":"Input!$F$21*D4397","v":11.223322955561718},12.345655251117892]
[null,4391,6.4633769267605429E-5,1.1223322955561718E-4,3.2316884633802716,5.6104466362868584,6.1714912999155445,16.158442316901358,28.052233181434289,30.857456499577722,32.316884633802715,56.104466362868578,61.714912999155445,{"$f":"Input!$F$21*C4401","v":6.4633769267605432},{"$f":"Input!$F$21*D4401","v":11.223322955561718},12.345655251117892]
[null,4394,7.5133650213490377E-5,1.1223322955561718E-4,3.7566825106745187,5.6104466362868584,6.1714912999155445,18.783412553372596,28.052233181434289,30.857456499577722,37.566825106745192,56.104466362868578,61.714912999155445,{"$f":"Input!$F$21*C4404","v":7.5133650213490375},{"$f":"Input!$F$21*D4404","v":11.223322955561718},12.345655251117892]
[null,4397,8.7733507348552325E-5,1.1223322955561718E-4,4.3866753674276167,5.6104466362868584,6.1714912999155445,21.933376837138081,28.052233181434289,30.857456499577722,43.866753674276161,56.104466362868578,61.714912999155445,{"$f":"Input!$F$21*C4407","v":8.7733507348552333},{"$f":"Input!$F$21*D4407","v":11.223322955561718},12.345655251117892]
[null,4398,8.1433578781021351E-5,1.1223322955561718E-4,4.0716789390510675,5.6104466362868584,6.1714912999155445,20.358394695255338,28.052233181434289,30.857456499577722,40.716789390510677,56.104466362868578,61.714912999155445,{"$f":"Input!$F$21*C4408","v":8.143357878102135},{"$f":"Input!$F$21*D4408","v":11.223322955561718},12.345655251117892]
[null,4401,6.2533793078428443E-5,1.1223322955561718E-4,3.1266896539214222,5.6104466362868584,6.1714912999155445,15.633448269607111,28.052233181434289,30.857456499577722,31.266896539214223,56.104466362868578,61.714912999155445,{"$f":"Input!$F$21*C4411","v":6.2533793078428443},{"$f":"Input!$F$21*D4411","v":11.223322955561718},12.345655251117892]
[null,4407,4.8533951817248517E-5,1.1223322955561718E-4,2.426697590862426,5.6104466362868584,6.1714912999155445,12.133487954312129,28.052233181434289,30.857456499577722,24.266975908624257,56.104466362868578,61.714912999155445,{"$f":"Input!$F$21*C4417","v":4.853395181724852},{"$f":"Input!$F$21*D4417","v":11.223322955561718},12.345655251117892]
[null,4409,4.8533951817248517E-5,1.1223322955561718E-4,2.426697590862426,5.6104466362868584,6.1714912999155445,12.133487954312129,28.052233181434289,30.857456499577722,24.266975908624257,56.104466362868578,61.714912999155445,{"$f":"Input!$F$21*C4419","v":4.853395181724852},{"$f":"Input!$F$21*D4419","v":11.223322955561718},12.345655251117892]
[null,4412,6.2533793078428443E-5,1.1223322955561718E-4,3.1266896539214222,5.6104466362868584,6.1714912999155445,15.633448269607111,28.052233181434289,30.857456499577722,31.266896539214223,56.104466362868578,61.714912999155445,{"$f":"Input!$F$21*C4422","v":6.2533793078428443},{"$f":"Input!$F$21*D4422","v":11.223322955561718},12.345655251117892]
[null,4416,9.1933459726906285E-5,1.1223322955561718E-4,4.5966729863453146,5.6104466362868584,6.1714912999155445,22.98336493172657,28.052233181434289,30.857456499577722,45.966729863453139,56.104466362868578,61.714912999155445,{"$f":"Input!$F$21*C4426","v":9.1933459726906293},{"$f":"Input!$F$21*D4426","v":11.223322955561718},12.345655251117892]
[null,4419,1.0243334067279125E-4,1.1223322955561718E-4,5.1216670336395627,5.6104466362868584,6.1714912999155445,25.608335168197812,28.052233181434289,30.857456499577722,51.216670336395623,56.104466362868578,61.714912999155445,{"$f":"Input!$F$21*C4429","v":10.243334067279125},{"$f":"Input!$F$21*D4429","v":11.223322955561718},12.345655251117892]
[null,4420,1.0523330892502722E-4,1.1223322955561718E-4,5.261665446251361,5.6104466362868584,6.1714912999155445,26.308327231256804,28.052233181434289,30.857456499577722,52.616654462513608,56.104466362868578,61.714912999155445,{"$f":"Input!$F$21*C4430","v":10.523330892502722},{"$f":"Input!$F$21*D4430","v":11.223322955561718},12.345655251117892]
[null,4423,9.6133412105260259E-5,1.1223322955561718E-4,4.8066706052630126,5.6104466362868584,6.1714912999155445,24.033353026315066,28.052233181434289,30.857456499577722,48.066706052630131,56.104466362868578,61.714912999155445,{"$f":"Input!$F$21*C4433","v":9.6133412105260252},{"$f":"Input!$F$21*D4433","v":11.223322955561718},12.345655251117892]
[null,4428,5.2033912132543502E-5,1.1153323749255818E-4,2.601695606627175,5.575454610028979,6.1330000710318773,13.008478033135875,27.877273050144893,30.665000355159385,26.016956066271749,55.754546100289787,61.330000710318771,{"$f":"Input!$F$21*C4438","v":5.2033912132543501},{"$f":"Input!$F$21*D4438","v":11.153323749255817},12.268656124181399]
[null,4431,5.133392006948452E-5,1.1153323749255818E-4,2.5666960034742261,5.575454610028979,6.1330000710318773,12.83348001737113,27.877273050144893,30.665000355159385,25.66696003474226,55.754546100289787,61.330000710318771,{"$f":"Input!$F$21*C4441","v":5.1333920069484522},{"$f":"Input!$F$21*D4441","v":11.153323749255817},12.268656124181399]
[null,4434,5.4833880384779504E-5,1.1153323749255818E-4,2.7416940192389752,5.575454610028979,6.1330000710318773,13.708470096194876,27.877273050144893,30.665000355159385,27.416940192389752,55.754546100289787,61.330000710318771,{"$f":"Input!$F$21*C4444","v":5.4833880384779503},{"$f":"Input!$F$21*D4444","v":11.153323749255817},12.268656124181399]
[null,4437,6.1133808952310451E-5,1.1153323749255818E-4,3.0566904476155226,5.575454610028979,6.1330000710318773,15.283452238077613,27.877273050144893,30.665000355159385,30.566904476155226,55.754546100289787,61.330000710318771,{"$f":"Input!$F$21*C4447","v":6.1133808952310451},{"$f":"Input!$F$21*D4447","v":11.153323749255817},12.268656124181399]
[null,4441,7.5833642276549373E-5,1.1153323749255818E-4,3.7916821138274686,5.575454610028979,6.1330000710318773,18.958410569137342,27.877273050144893,30.665000355159385,37.916821138274685,55.754546100289787,61.330000710318771,{"$f":"Input!$F$21*C4451","v":7.5833642276549371},{"$f":"Input!$F$21*D4451","v":11.153323749255817},12.268656124181399]
[null,4444,7.8633610528785355E-5,1.1153323749255818E-4,3.9316805264392678,5.575454610028979,6.1330000710318773,19.658402632196339,27.877273050144893,30.665000355159385,39.316805264392677,55.754546100289787,61.330000710318771,{"$f":"Input!$F$21*C4454","v":7.8633610528785356},{"$f":"Input!$F$21*D4454","v":11.153323749255817},12.268656124181399]
[null,4445,8.1433578781021351E-5,1.1153323749255818E-4,4.0716789390510675,5.575454610028979,6.1330000710318773,20.358394695255338,27.877273050144893,30.665000355159385,40.716789390510677,55.754546100289787,61.330000710318771,{"$f":"Input!$F$21*C4455","v":8.143357878102135},{"$f":"Input!$F$21*D4455","v":11.153323749255817},12.268656124181399]
[null,4448,6.883372164595943E-5,1.1153323749255818E-4,3.4416860822979713,5.575454610028979,6.1330000710318773,17.208430411489857,27.877273050144893,30.665000355159385,34.416860822979714,55.754546100289787,61.330000710318771,{"$f":"Input!$F$21*C4458","v":6.8833721645959427},{"$f":"Input!$F$21*D4458","v":11.153323749255817},12.268656124181399]
[null,4453,4.7133967691130532E-5,1.1083324542949919E-4,2.3566983845565268,5.5404625837710988,6.0945088421482092,11.783491922782632,27.702312918855494,30.472544210741045,23.566983845565264,55.404625837710988,60.94508842148209,{"$f":"Input!$F$21*C4463","v":4.7133967691130536},{"$f":"Input!$F$21*D4463","v":11.083324542949919},12.191656997244912]
[null,4456,4.5733983565012541E-5,1.1083324542949919E-4,2.2866991782506272,5.5404625837710988,6.0945088421482092,11.433495891253136,27.702312918855494,30.472544210741045,22.866991782506272,55.404625837710988,60.94508842148209,{"$f":"Input!$F$21*C4466","v":4.5733983565012544},{"$f":"Input!$F$21*D4466","v":11.083324542949919},12.191656997244912]
[null,4459,4.9233943880307519E-5,1.1083324542949919E-4,2.4616971940153758,5.5404625837710988,6.0945088421482092,12.30848597007688,27.702312918855494,30.472544210741045,24.616971940153761,55.404625837710988,60.94508842148209,{"$f":"Input!$F$21*C4469","v":4.9233943880307516},{"$f":"Input!$F$21*D4469","v":11.083324542949919},12.191656997244912]
[null,4462,6.673374545678243E-5,1.1083324542949919E-4,3.3366872728391215,5.5404625837710988,6.0945088421482092,16.683436364195607,27.702312918855494,30.472544210741045,33.366872728391215,55.404625837710988,60.94508842148209,{"$f":"Input!$F$21*C4472","v":6.673374545678243},{"$f":"Input!$F$21*D4472","v":11.083324542949919},12.191656997244912]
[null,4466,7.6533634339608368E-5,1.1083324542949919E-4,3.8266817169804184,5.5404625837710988,6.0945088421482092,19.133408584902092,27.702312918855494,30.472544210741045,38.266817169804185,55.404625837710988,60.94508842148209,{"$f":"Input!$F$21*C4476","v":7.6533634339608367},{"$f":"Input!$F$21*D4476","v":11.083324542949919},12.191656997244912]
[null,4469,7.9333602591844364E-5,1.1083324542949919E-4,3.9666801295922181,5.5404625837710988,6.0945088421482092,19.833400647961092,27.702312918855494,30.472544210741045,39.666801295922184,55.404625837710988,60.94508842148209,{"$f":"Input!$F$21*C4479","v":7.9333602591844361},{"$f":"Input!$F$21*D4479","v":11.083324542949919},12.191656997244912]
[null,4470,8.003359465490336E-5,1.1083324542949919E-4,4.0016797327451679,5.5404625837710988,6.0945088421482092,20.008398663725838,27.702312918855494,30.472544210741045,40.016797327451677,55.404625837710988,60.94508842148209,{"$f":"Input!$F$21*C4480","v":8.0033594654903357},{"$f":"Input!$F$21*D4480","v":11.083324542949919},12.191656997244912]
[null,4474,6.4633769267605429E-5,1.1083324542949919E-4,3.2316884633802716,5.5404625837710988,6.0945088421482092,16.158442316901358,27.702312918855494,30.472544210741045,32.316884633802715,55.404625837710988,60.94508842148209,{"$f":"Input!$F$21*C4484","v":6.4633769267605432},{"$f":"Input!$F$21*D4484","v":11.083324542949919},12.191656997244912]
[null,4477,4.5733983565012541E-5,1.1013325336644018E-4,2.2866991782506272,5.5054705575132177,6.0560176132645402,11.433495891253136,27.527352787566091,30.280088066322701,22.866991782506272,55.054705575132182,60.560176132645402,{"$f":"Input!$F$21*C4487","v":4.5733983565012544},{"$f":"Input!$F$21*D4487","v":11.013325336644018},12.11465787030842]
[null,4481,4.5733983565012541E-5,1.1013325336644018E-4,{"$f":"$E$9*C4491","v":2.2866991782506272},5.5054705575132177,{"$f":"F4491*1.1","v":6.0560176132645402},{"$f":"$H$9*C4491","v":11.433495891253136},27.527352787566091,{"$f":"I4491*1.1","v":30.280088066322701},{"$f":"$K$9*C4491","v":22.866991782506272},55.054705575132182,{"$f":"L4491*1.1","v":60.560176132645402},{"$f":"Input!$F$21*C4491","v":4.5733983565012544},{"$f":"Input!$F$21*D4491","v":11.013325336644018},12.11465787030842]
[null,4484,5.9733824826192467E-5,1.1013325336644018E-4,2.9866912413096234,5.5054705575132177,6.0560176132645402,14.933456206548117,27.527352787566091,30.280088066322701,29.866912413096234,55.054705575132182,60.560176132645402,{"$f":"Input!$F$21*C4494","v":5.9733824826192468},{"$f":"Input!$F$21*D4494","v":11.013325336644018},12.11465787030842]
[null,4488,6.3933777204546434E-5,1.1013325336644018E-4,3.1966888602273218,5.5054705575132177,6.0560176132645402,15.983444301136608,27.527352787566091,30.280088066322701,31.966888602273215,55.054705575132182,60.560176132645402,{"$f":"Input!$F$21*C4498","v":6.3933777204546436},{"$f":"Input!$F$21*D4498","v":11.013325336644018},12.11465787030842]
[null,4491,6.3233785141487438E-5,1.1013325336644018E-4,3.161689257074372,5.5054705575132177,6.0560176132645402,15.808446285371859,27.527352787566091,30.280088066322701,31.616892570743719,55.054705575132182,60.560176132645402,{"$f":"Input!$F$21*C4501","v":6.323378514148744},{"$f":"Input!$F$21*D4501","v":11.013325336644018},12.11465787030842]
[null,4494,6.883372164595943E-5,1.1013325336644018E-4,3.4416860822979713,5.5054705575132177,6.0560176132645402,17.208430411489857,27.527352787566091,30.280088066322701,34.416860822979714,55.054705575132182,60.560176132645402,{"$f":"Input!$F$21*C4504","v":6.8833721645959427},{"$f":"Input!$F$21*D4504","v":11.013325336644018},12.11465787030842]
[null,4495,6.673374545678243E-5,1.1013325336644018E-4,3.3366872728391215,5.5054705575132177,6.0560176132645402,16.683436364195607,27.527352787566091,30.280088066322701,33.366872728391215,55.054705575132182,60.560176132645402,{"$f":"Input!$F$21*C4505","v":6.673374545678243},{"$f":"Input!$F$21*D4505","v":11.013325336644018},12.11465787030842]
[null,4499,4.5733983565012541E-5,1.0943326130338119E-4,2.2866991782506272,5.4704785312553383,6.0175263843808731,11.433495891253136,27.352392656276688,30.087631921904361,22.866991782506272,54.704785312553376,60.175263843808722,{"$f":"Input!$F$21*C4509","v":4.5733983565012544},{"$f":"Input!$F$21*D4509","v":10.94332613033812},12.037658743371933]
[null,4502,4.5733983565012541E-5,1.0943326130338119E-4,2.2866991782506272,5.4704785312553383,6.0175263843808731,11.433495891253136,27.352392656276688,30.087631921904361,22.866991782506272,54.704785312553376,60.175263843808722,{"$f":"Input!$F$21*C4512","v":4.5733983565012544},{"$f":"Input!$F$21*D4512","v":10.94332613033812},12.037658743371933]
[null,4506,4.5733983565012541E-5,1.0943326130338119E-4,2.2866991782506272,5.4704785312553383,6.0175263843808731,11.433495891253136,27.352392656276688,30.087631921904361,22.866991782506272,54.704785312553376,60.175263843808722,{"$f":"Input!$F$21*C4516","v":4.5733983565012544},{"$f":"Input!$F$21*D4516","v":10.94332613033812},12.037658743371933]
[null,4509,4.5733983565012541E-5,1.0943326130338119E-4,2.2866991782506272,5.4704785312553383,6.0175263843808731,11.433495891253136,27.352392656276688,30.087631921904361,22.866991782506272,54.704785312553376,60.175263843808722,{"$f":"Input!$F$21*C4519","v":4.5733983565012544},{"$f":"Input!$F$21*D4519","v":10.94332613033812},12.037658743371933]
[null,4513,8.9133491474670303E-5,1.0943326130338119E-4,4.4566745737335154,5.4704785312553383,6.0175263843808731,22.283372868667577,27.352392656276688,30.087631921904361,44.566745737335154,54.704785312553376,60.175263843808722,{"$f":"Input!$F$21*C4523","v":8.9133491474670308},{"$f":"Input!$F$21*D4523","v":10.94332613033812},12.037658743371933]
[null,4516,9.8933380357496255E-5,1.0943326130338119E-4,4.9466690178748127,5.4704785312553383,6.0175263843808731,24.733345089374065,27.352392656276688,30.087631921904361,49.466690178748131,54.704785312553376,60.175263843808722,{"$f":"Input!$F$21*C4526","v":9.8933380357496254},{"$f":"Input!$F$21*D4526","v":10.94332613033812},12.037658743371933]
[null,4519,8.8433499411611294E-5,1.0943326130338119E-4,4.4216749705805647,5.4704785312553383,6.0175263843808731,22.108374852902823,27.352392656276688,30.087631921904361,44.216749705805647,54.704785312553376,60.175263843808722,{"$f":"Input!$F$21*C4529","v":8.8433499411611294},{"$f":"Input!$F$21*D4529","v":10.94332613033812},12.037658743371933]
[null,4520,6.7433737519841425E-5,1.0943326130338119E-4,3.3716868759920713,5.4704785312553383,6.0175263843808731,16.858434379960357,27.352392656276688,30.087631921904361,33.716868759920715,54.704785312553376,60.175263843808722,{"$f":"Input!$F$21*C4530","v":6.7433737519841426},{"$f":"Input!$F$21*D4530","v":10.94332613033812},12.037658743371933]
[null,4524,4.5733983565012541E-5,1.0873326924032219E-4,2.2866991782506272,5.435486504997459,5.979035155497205,11.433495891253136,27.177432524987292,29.895175777486024,22.866991782506272,54.354865049974585,59.790351554972048,{"$f":"Input!$F$21*C4534","v":4.5733983565012544},{"$f":"Input!$F$21*D4534","v":10.87332692403222},11.960659616435443]
[null,4528,4.5733983565012541E-5,1.0873326924032219E-4,2.2866991782506272,5.435486504997459,5.979035155497205,11.433495891253136,27.177432524987292,29.895175777486024,22.866991782506272,54.354865049974585,59.790351554972048,{"$f":"Input!$F$21*C4538","v":4.5733983565012544},{"$f":"Input!$F$21*D4538","v":10.87332692403222},11.960659616435443]
[null,4531,4.5733983565012541E-5,1.0873326924032219E-4,2.2866991782506272,5.435486504997459,5.979035155497205,11.433495891253136,27.177432524987292,29.895175777486024,22.866991782506272,54.354865049974585,59.790351554972048,{"$f":"Input!$F$21*C4541","v":4.5733983565012544},{"$f":"Input!$F$21*D4541","v":10.87332692403222},11.960659616435443]
[null,4534,4.5733983565012541E-5,1.0873326924032219E-4,2.2866991782506272,5.435486504997459,5.979035155497205,11.433495891253136,27.177432524987292,29.895175777486024,22.866991782506272,54.354865049974585,59.790351554972048,{"$f":"Input!$F$21*C4544","v":4.5733983565012544},{"$f":"Input!$F$21*D4544","v":10.87332692403222},11.960659616435443]
[null,4538,7.7933618465726359E-5,1.0873326924032219E-4,3.896680923286318,5.435486504997459,5.979035155497205,19.483404616431589,27.177432524987292,29.895175777486024,38.966809232863177,54.354865049974585,59.790351554972048,{"$f":"Input!$F$21*C4548","v":7.793361846572636},{"$f":"Input!$F$21*D4548","v":10.87332692403222},11.960659616435443]
[null,4541,8.9833483537729298E-5,1.0873326924032219E-4,4.4916741768864652,5.435486504997459,5.979035155497205,22.458370884432323,27.177432524987292,29.895175777486024,44.916741768864647,54.354865049974585,59.790351554972048,{"$f":"Input!$F$21*C4551","v":8.9833483537729304},{"$f":"Input!$F$21*D4551","v":10.87332692403222},11.960659616435443]
[null,4545,4.5733983565012541E-5,1.0873326924032219E-4,{"$f":"$E$9*C4555","v":2.2866991782506272},5.435486504997459,{"$f":"F4555*1.1","v":5.979035155497205},{"$f":"$H$9*C4555","v":11.433495891253136},27.177432524987292,{"$f":"I4555*1.1","v":29.895175777486024},{"$f":"$K$9*C4555","v":22.866991782506272},54.354865049974585,{"$f":"L4555*1.1","v":59.790351554972048},{"$f":"Input!$F$21*C4555","v":4.5733983565012544},{"$f":"Input!$F$21*D4555","v":10.87332692403222},11.960659616435443]
[null,4546,4.5733983565012541E-5,1.0873326924032219E-4,2.2866991782506272,5.435486504997459,5.979035155497205,11.433495891253136,27.177432524987292,29.895175777486024,22.866991782506272,54.354865049974585,59.790351554972048,{"$f":"Input!$F$21*C4556","v":4.5733983565012544},{"$f":"Input!$F$21*D4556","v":10.87332692403222},{"$f":"O4556*1.1","v":11.960659616435443}]
[null,4549,4.5733983565012541E-5,1.0803327717726321E-4,2.2866991782506272,5.4004944787395779,5.940543926613536,11.433495891253136,27.002472393697889,29.70271963306768,22.866991782506272,54.004944787395779,59.40543926613536,{"$f":"Input!$F$21*C4559","v":4.5733983565012544},{"$f":"Input!$F$21*D4559","v":10.803327717726321},11.883660489498954]
[null,4553,4.5733983565012541E-5,1.0803327717726321E-4,2.2866991782506272,5.4004944787395779,5.940543926613536,11.433495891253136,27.002472393697889,29.70271963306768,22.866991782506272,54.004944787395779,59.40543926613536,{"$f":"Input!$F$21*C4563","v":4.5733983565012544},{"$f":"Input!$F$21*D4563","v":10.803327717726321},11.883660489498954]
[null,4556,4.5733983565012541E-5,1.0803327717726321E-4,2.2866991782506272,5.4004944787395779,5.940543926613536,11.433495891253136,27.002472393697889,29.70271963306768,22.866991782506272,54.004944787395779,59.40543926613536,{"$f":"Input!$F$21*C4566","v":4.5733983565012544},{"$f":"Input!$F$21*D4566","v":10.803327717726321},11.883660489498954]
[null,4559,5.34338962586615E-5,1.0803327717726321E-4,2.6716948129330751,5.4004944787395779,5.940543926613536,13.358474064665375,27.002472393697889,29.70271963306768,26.716948129330749,54.004944787395779,59.40543926613536,{"$f":"Input!$F$21*C4569","v":5.3433896258661502},{"$f":"Input!$F$21*D4569","v":10.803327717726321},11.883660489498954]
[null,4563,6.3933777204546434E-5,1.0803327717726321E-4,3.1966888602273218,5.4004944787395779,5.940543926613536,15.983444301136608,27.002472393697889,29.70271963306768,31.966888602273215,54.004944787395779,59.40543926613536,{"$f":"Input!$F$21*C4573","v":6.3933777204546436},{"$f":"Input!$F$21*D4573","v":10.803327717726321},11.883660489498954]
[null,4566,5.34338962586615E-5,1.0803327717726321E-4,2.6716948129330751,5.4004944787395779,5.940543926613536,13.358474064665375,27.002472393697889,29.70271963306768,26.716948129330749,54.004944787395779,59.40543926613536,{"$f":"Input!$F$21*C4576","v":5.3433896258661502},{"$f":"Input!$F$21*D4576","v":10.803327717726321},11.883660489498954]
[null,4570,4.5733983565012541E-5,1.0803327717726321E-4,2.2866991782506272,5.4004944787395779,5.940543926613536,11.433495891253136,27.002472393697889,29.70271963306768,22.866991782506272,54.004944787395779,59.40543926613536,{"$f":"Input!$F$21*C4580","v":4.5733983565012544},{"$f":"Input!$F$21*D4580","v":10.803327717726321},11.883660489498954]
[null,4571,4.5733983565012541E-5,1.0803327717726321E-4,2.2866991782506272,5.4004944787395779,5.940543926613536,11.433495891253136,27.002472393697889,29.70271963306768,22.866991782506272,54.004944787395779,59.40543926613536,{"$f":"Input!$F$21*C4581","v":4.5733983565012544},{"$f":"Input!$F$21*D4581","v":10.803327717726321},11.883660489498954]
[null,4574,4.5733983565012541E-5,1.0803327717726321E-4,2.2866991782506272,5.4004944787395779,5.940543926613536,11.433495891253136,27.002472393697889,29.70271963306768,22.866991782506272,54.004944787395779,59.40543926613536,{"$f":"Input!$F$21*C4584","v":4.5733983565012544},{"$f":"Input!$F$21*D4584","v":10.803327717726321},11.883660489498954]
[null,4578,4.5733983565012541E-5,1.0803327717726321E-4,2.2866991782506272,5.4004944787395779,5.940543926613536,11.433495891253136,27.002472393697889,29.70271963306768,22.866991782506272,54.004944787395779,59.40543926613536,{"$f":"Input!$F$21*C4588","v":4.5733983565012544},{"$f":"Input!$F$21*D4588","v":10.803327717726321},11.883660489498954]
[null,4581,4.5733983565012541E-5,1.0803327717726321E-4,2.2866991782506272,5.4004944787395779,5.940543926613536,11.433495891253136,27.002472393697889,29.70271963306768,22.866991782506272,54.004944787395779,59.40543926613536,{"$f":"Input!$F$21*C4591","v":4.5733983565012544},{"$f":"Input!$F$21*D4591","v":10.803327717726321},11.883660489498954]
[null,4584,7.5833642276549373E-5,1.0803327717726321E-4,3.7916821138274686,5.4004944787395779,5.940543926613536,18.958410569137342,27.002472393697889,29.70271963306768,37.916821138274685,54.004944787395779,59.40543926613536,{"$f":"Input!$F$21*C4594","v":7.5833642276549371},{"$f":"Input!$F$21*D4594","v":10.803327717726321},11.883660489498954]
[null,4588,9.5433420042201263E-5,1.0733328511420422E-4,4.7716710021100628,5.3655024524816977,5.902052697729868,23.858355010550316,26.82751226240849,29.51026348864934,47.716710021100631,53.65502452481698,59.02052697729868,{"$f":"Input!$F$21*C4598","v":9.5433420042201256},{"$f":"Input!$F$21*D4598","v":10.733328511420421},11.806661362562464]
[null,4591,8.4233547033257333E-5,1.0733328511420422E-4,4.2116773516628667,5.3655024524816977,5.902052697729868,21.058386758314334,26.82751226240849,29.51026348864934,42.116773516628669,53.65502452481698,59.02052697729868,{"$f":"Input!$F$21*C4601","v":8.4233547033257334},{"$f":"Input!$F$21*D4601","v":10.733328511420421},11.806661362562464]
[null,4593,4.5733983565012541E-5,1.0733328511420422E-4,2.2866991782506272,5.3655024524816977,5.902052697729868,11.433495891253136,26.82751226240849,29.51026348864934,22.866991782506272,53.65502452481698,59.02052697729868,{"$f":"Input!$F$21*C4603","v":4.5733983565012544},{"$f":"Input!$F$21*D4603","v":10.733328511420421},11.806661362562464]
[null,4596,4.5733983565012541E-5,1.0733328511420422E-4,2.2866991782506272,5.3655024524816977,5.902052697729868,11.433495891253136,26.82751226240849,29.51026348864934,22.866991782506272,53.65502452481698,59.02052697729868,{"$f":"Input!$F$21*C4606","v":4.5733983565012544},{"$f":"Input!$F$21*D4606","v":10.733328511420421},11.806661362562464]
[null,4599,4.5733983565012541E-5,1.0733328511420422E-4,2.2866991782506272,5.3655024524816977,5.902052697729868,11.433495891253136,26.82751226240849,29.51026348864934,22.866991782506272,53.65502452481698,59.02052697729868,{"$f":"Input!$F$21*C4609","v":4.5733983565012544},{"$f":"Input!$F$21*D4609","v":10.733328511420421},11.806661362562464]
[null,4603,4.5733983565012541E-5,1.0733328511420422E-4,2.2866991782506272,5.3655024524816977,5.902052697729868,11.433495891253136,26.82751226240849,29.51026348864934,22.866991782506272,53.65502452481698,59.02052697729868,{"$f":"Input!$F$21*C4613","v":4.5733983565012544},{"$f":"Input!$F$21*D4613","v":10.733328511420421},11.806661362562464]
[null,4606,4.5733983565012541E-5,1.0733328511420422E-4,2.2866991782506272,5.3655024524816977,5.902052697729868,11.433495891253136,26.82751226240849,29.51026348864934,22.866991782506272,53.65502452481698,59.02052697729868,{"$f":"Input!$F$21*C4616","v":4.5733983565012544},{"$f":"Input!$F$21*D4616","v":10.733328511420421},11.806661362562464]
[null,4609,5.4133888321720488E-5,1.0733328511420422E-4,{"$f":"$E$9*C4619","v":2.7066944160860245},5.3655024524816977,{"$f":"F4619*1.1","v":5.902052697729868},{"$f":"$H$9*C4619","v":13.533472080430123},26.82751226240849,{"$f":"I4619*1.1","v":29.51026348864934},{"$f":"$K$9*C4619","v":27.066944160860245},53.65502452481698,{"$f":"L4619*1.1","v":59.02052697729868},{"$f":"Input!$F$21*C4619","v":5.4133888321720489},{"$f":"Input!$F$21*D4619","v":10.733328511420421},11.806661362562464]
[null,4613,6.3933777204546434E-5,1.0733328511420422E-4,3.1966888602273218,5.3655024524816977,5.902052697729868,15.983444301136608,26.82751226240849,29.51026348864934,31.966888602273215,53.65502452481698,59.02052697729868,{"$f":"Input!$F$21*C4623","v":6.3933777204546436},{"$f":"Input!$F$21*D4623","v":10.733328511420421},11.806661362562464]
[null,4616,4.9933935943366528E-5,1.0733328511420422E-4,2.4966967971683265,5.3655024524816977,5.902052697729868,12.483483985841632,26.82751226240849,29.51026348864934,24.966967971683264,53.65502452481698,59.02052697729868,{"$f":"Input!$F$21*C4626","v":4.993393594336653},{"$f":"Input!$F$21*D4626","v":10.733328511420421},11.806661362562464]
[null,4618,4.5733983565012541E-5,1.0663329305114521E-4,2.2866991782506272,5.3305104262238174,5.8635614688461999,11.433495891253136,26.652552131119087,29.317807344230999,22.866991782506272,53.305104262238174,58.635614688461999,{"$f":"Input!$F$21*C4628","v":4.5733983565012544},{"$f":"Input!$F$21*D4628","v":10.663329305114521},11.729662235625975]
[null,4621,4.5733983565012541E-5,1.0663329305114521E-4,2.2866991782506272,5.3305104262238174,5.8635614688461999,11.433495891253136,26.652552131119087,29.317807344230999,22.866991782506272,53.305104262238174,58.635614688461999,{"$f":"Input!$F$21*C4631","v":4.5733983565012544},{"$f":"Input!$F$21*D4631","v":10.663329305114521},11.729662235625975]
[null,4624,4.5733983565012541E-5,1.0663329305114521E-4,2.2866991782506272,5.3305104262238174,5.8635614688461999,11.433495891253136,26.652552131119087,29.317807344230999,22.866991782506272,53.305104262238174,58.635614688461999,{"$f":"Input!$F$21*C4634","v":4.5733983565012544},{"$f":"Input!$F$21*D4634","v":10.663329305114521},11.729662235625975]
[null,4628,4.5733983565012541E-5,1.0663329305114521E-4,2.2866991782506272,5.3305104262238174,5.8635614688461999,11.433495891253136,26.652552131119087,29.317807344230999,22.866991782506272,53.305104262238174,58.635614688461999,{"$f":"Input!$F$21*C4638","v":4.5733983565012544},{"$f":"Input!$F$21*D4638","v":10.663329305114521},11.729662235625975]
[null,4631,5.9733824826192467E-5,1.0663329305114521E-4,2.9866912413096234,5.3305104262238174,5.8635614688461999,14.933456206548117,26.652552131119087,29.317807344230999,29.866912413096234,53.305104262238174,58.635614688461999,{"$f":"Input!$F$21*C4641","v":5.9733824826192468},{"$f":"Input!$F$21*D4641","v":10.663329305114521},11.729662235625975]
[null,4634,7.0933697835136403E-5,1.0663329305114521E-4,3.5466848917568203,5.3305104262238174,5.8635614688461999,17.7334244587841,26.652552131119087,29.317807344230999,35.4668489175682,53.305104262238174,58.635614688461999,{"$f":"Input!$F$21*C4644","v":7.0933697835136407},{"$f":"Input!$F$21*D4644","v":10.663329305114521},11.729662235625975]
[null,4637,7.2333681961254408E-5,1.0663329305114521E-4,3.6166840980627204,5.3305104262238174,5.8635614688461999,18.083420490313603,26.652552131119087,29.317807344230999,36.166840980627207,53.305104262238174,58.635614688461999,{"$f":"Input!$F$21*C4647","v":7.2333681961254408},{"$f":"Input!$F$21*D4647","v":10.663329305114521},11.729662235625975]
[null,4642,5.133392006948452E-5,1.0663329305114521E-4,2.5666960034742261,5.3305104262238174,5.8635614688461999,12.83348001737113,26.652552131119087,29.317807344230999,25.66696003474226,53.305104262238174,58.635614688461999,{"$f":"Input!$F$21*C4652","v":5.1333920069484522},{"$f":"Input!$F$21*D4652","v":10.663329305114521},11.729662235625975]
[null,4643,4.7133967691130532E-5,1.0663329305114521E-4,2.3566983845565268,5.3305104262238174,5.8635614688461999,11.783491922782632,26.652552131119087,29.317807344230999,23.566983845565264,53.305104262238174,58.635614688461999,{"$f":"Input!$F$21*C4653","v":4.7133967691130536},{"$f":"Input!$F$21*D4653","v":10.663329305114521},11.729662235625975]
[null,4646,4.5733983565012541E-5,1.0663329305114521E-4,2.2866991782506272,5.3305104262238174,5.8635614688461999,11.433495891253136,26.652552131119087,29.317807344230999,22.866991782506272,53.305104262238174,58.635614688461999,{"$f":"Input!$F$21*C4656","v":4.5733983565012544},{"$f":"Input!$F$21*D4656","v":10.663329305114521},11.729662235625975]
[null,4649,4.5733983565012541E-5,1.0663329305114521E-4,2.2866991782506272,5.3305104262238174,5.8635614688461999,11.433495891253136,26.652552131119087,29.317807344230999,22.866991782506272,53.305104262238174,58.635614688461999,{"$f":"Input!$F$21*C4659","v":4.5733983565012544},{"$f":"Input!$F$21*D4659","v":10.663329305114521},11.729662235625975]
[null,4653,4.9933935943366528E-5,1.0593330098808622E-4,2.4966967971683265,5.2955183999659381,5.8250702399625327,12.483483985841632,26.477591999829688,29.125351199812659,24.966967971683264,52.955183999659376,58.250702399625318,{"$f":"Input!$F$21*C4663","v":4.993393594336653},{"$f":"Input!$F$21*D4663","v":10.593330098808622},11.652663108689485]
[null,4656,7.9333602591844364E-5,1.0593330098808622E-4,3.9666801295922181,5.2955183999659381,5.8250702399625327,19.833400647961092,26.477591999829688,29.125351199812659,39.666801295922184,52.955183999659376,58.250702399625318,{"$f":"Input!$F$21*C4666","v":7.9333602591844361},{"$f":"Input!$F$21*D4666","v":10.593330098808622},11.652663108689485]
[null,4658,8.6333523222434334E-5,1.0593330098808622E-4,4.316676161121717,5.2955183999659381,5.8250702399625327,21.583380805608584,26.477591999829688,29.125351199812659,43.166761611217169,52.955183999659376,58.250702399625318,{"$f":"Input!$F$21*C4668","v":8.6333523222434341},{"$f":"Input!$F$21*D4668","v":10.593330098808622},11.652663108689485]
[null,4664,6.8133729582900421E-5,1.0593330098808622E-4,3.4066864791450211,5.2955183999659381,5.8250702399625327,17.033432395725104,26.477591999829688,29.125351199812659,34.066864791450207,52.955183999659376,58.250702399625318,{"$f":"Input!$F$21*C4674","v":6.8133729582900422},{"$f":"Input!$F$21*D4674","v":10.593330098808622},11.652663108689485]
[null,4667,5.5533872447838493E-5,1.0593330098808622E-4,2.7766936223919245,5.2955183999659381,5.8250702399625327,13.883468111959623,26.477591999829688,29.125351199812659,27.766936223919245,52.955183999659376,58.250702399625318,{"$f":"Input!$F$21*C4677","v":5.553387244783849},{"$f":"Input!$F$21*D4677","v":10.593330098808622},11.652663108689485]
[null,4668,5.4133888321720488E-5,1.0593330098808622E-4,2.7066944160860245,5.2955183999659381,5.8250702399625327,13.533472080430123,26.477591999829688,29.125351199812659,27.066944160860245,52.955183999659376,58.250702399625318,{"$f":"Input!$F$21*C4678","v":5.4133888321720489},{"$f":"Input!$F$21*D4678","v":10.593330098808622},11.652663108689485]
[null,4671,4.5733983565012541E-5,1.0593330098808622E-4,2.2866991782506272,5.2955183999659381,5.8250702399625327,11.433495891253136,26.477591999829688,29.125351199812659,22.866991782506272,52.955183999659376,58.250702399625318,{"$f":"Input!$F$21*C4681","v":4.5733983565012544},{"$f":"Input!$F$21*D4681","v":10.593330098808622},11.652663108689485]
[null,4674,4.9933935943366528E-5,1.0593330098808622E-4,2.4966967971683265,5.2955183999659381,5.8250702399625327,12.483483985841632,26.477591999829688,29.125351199812659,24.966967971683264,52.955183999659376,58.250702399625318,{"$f":"Input!$F$21*C4684","v":4.993393594336653},{"$f":"Input!$F$21*D4684","v":10.593330098808622},{"$f":"O4684*1.1","v":11.652663108689485}]
[null,4678,6.883372164595943E-5,1.0593330098808622E-4,3.4416860822979713,5.2955183999659381,5.8250702399625327,17.208430411489857,26.477591999829688,29.125351199812659,34.416860822979714,52.955183999659376,58.250702399625318,{"$f":"Input!$F$21*C4688","v":6.8833721645959427},{"$f":"Input!$F$21*D4688","v":10.593330098808622},11.652663108689485]
[null,4681,7.7933618465726359E-5,1.0523330892502722E-4,3.896680923286318,5.260526373708057,5.7865790110788629,19.483404616431589,26.302631868540285,28.932895055394315,38.966809232863177,52.60526373708057,57.86579011078863,{"$f":"Input!$F$21*C4691","v":7.793361846572636},{"$f":"Input!$F$21*D4691","v":10.523330892502722},11.575663981752996]
[null,4683,8.0733586717962355E-5,1.0523330892502722E-4,4.0366793358981177,5.260526373708057,5.7865790110788629,20.183396679490588,26.302631868540285,28.932895055394315,40.366793358981177,52.60526373708057,57.86579011078863,{"$f":"Input!$F$21*C4693","v":8.0733586717962353},{"$f":"Input!$F$21*D4693","v":10.523330892502722},11.575663981752996]
[null,4689,4.9933935943366528E-5,1.0523330892502722E-4,2.4966967971683265,5.260526373708057,5.7865790110788629,12.483483985841632,26.302631868540285,28.932895055394315,24.966967971683264,52.60526373708057,57.86579011078863,{"$f":"Input!$F$21*C4699","v":4.993393594336653},{"$f":"Input!$F$21*D4699","v":10.523330892502722},11.575663981752996]
[null,4692,4.5733983565012541E-5,1.0523330892502722E-4,2.2866991782506272,5.260526373708057,5.7865790110788629,11.433495891253136,26.302631868540285,28.932895055394315,22.866991782506272,52.60526373708057,57.86579011078863,{"$f":"Input!$F$21*C4702","v":4.5733983565012544},{"$f":"Input!$F$21*D4702","v":10.523330892502722},11.575663981752996]
[null,4693,4.5733983565012541E-5,1.0523330892502722E-4,2.2866991782506272,5.260526373708057,5.7865790110788629,11.433495891253136,26.302631868540285,28.932895055394315,22.866991782506272,52.60526373708057,57.86579011078863,{"$f":"Input!$F$21*C4703","v":4.5733983565012544},{"$f":"Input!$F$21*D4703","v":10.523330892502722},11.575663981752996]
[null,4696,4.5733983565012541E-5,1.0523330892502722E-4,2.2866991782506272,5.260526373708057,5.7865790110788629,11.433495891253136,26.302631868540285,28.932895055394315,22.866991782506272,52.60526373708057,57.86579011078863,{"$f":"Input!$F$21*C4706","v":4.5733983565012544},{"$f":"Input!$F$21*D4706","v":10.523330892502722},11.575663981752996]
[null,4700,4.5733983565012541E-5,1.0523330892502722E-4,2.2866991782506272,5.260526373708057,5.7865790110788629,11.433495891253136,26.302631868540285,28.932895055394315,22.866991782506272,52.60526373708057,57.86579011078863,{"$f":"Input!$F$21*C4710","v":4.5733983565012544},{"$f":"Input!$F$21*D4710","v":10.523330892502722},11.575663981752996]
[null,4703,7.7233626402667364E-5,1.0523330892502722E-4,3.8616813201333682,5.260526373708057,5.7865790110788629,19.308406600666842,26.302631868540285,28.932895055394315,38.616813201333684,52.60526373708057,57.86579011078863,{"$f":"Input!$F$21*C4713","v":7.7233626402667364},{"$f":"Input!$F$21*D4713","v":10.523330892502722},11.575663981752996]
[null,4708,8.2133570844080333E-5,1.0523330892502722E-4,4.1066785422040164,5.260526373708057,5.7865790110788629,20.533392711020085,26.302631868540285,28.932895055394315,41.066785422040169,52.60526373708057,57.86579011078863,{"$f":"Input!$F$21*C4718","v":8.2133570844080328},{"$f":"Input!$F$21*D4718","v":10.523330892502722},11.575663981752996]
[null,4711,7.0233705772077408E-5,1.0523330892502722E-4,3.5116852886038705,5.260526373708057,5.7865790110788629,17.558426443019354,26.302631868540285,28.932895055394315,35.116852886038707,52.60526373708057,57.86579011078863,{"$f":"Input!$F$21*C4721","v":7.0233705772077411},{"$f":"Input!$F$21*D4721","v":10.523330892502722},11.575663981752996]
[null,4714,4.9933935943366528E-5,1.0453331686196822E-4,2.4966967971683265,5.2255343474501768,5.7480877821951948,12.483483985841632,26.127671737250886,28.740438910975975,24.966967971683264,52.255343474501771,57.48087782195195,{"$f":"Input!$F$21*C4724","v":4.993393594336653},{"$f":"Input!$F$21*D4724","v":10.453331686196822},11.498664854816505]
[null,4717,4.5733983565012541E-5,1.0453331686196822E-4,2.2866991782506272,5.2255343474501768,5.7480877821951948,11.433495891253136,26.127671737250886,28.740438910975975,22.866991782506272,52.255343474501771,57.48087782195195,{"$f":"Input!$F$21*C4727","v":4.5733983565012544},{"$f":"Input!$F$21*D4727","v":10.453331686196822},11.498664854816505]
[null,4718,4.5733983565012541E-5,1.0453331686196822E-4,2.2866991782506272,5.2255343474501768,5.7480877821951948,11.433495891253136,26.127671737250886,28.740438910975975,22.866991782506272,52.255343474501771,57.48087782195195,{"$f":"Input!$F$21*C4728","v":4.5733983565012544},{"$f":"Input!$F$21*D4728","v":10.453331686196822},11.498664854816505]
[null,4721,4.5733983565012541E-5,1.0453331686196822E-4,2.2866991782506272,5.2255343474501768,5.7480877821951948,11.433495891253136,26.127671737250886,28.740438910975975,22.866991782506272,52.255343474501771,57.48087782195195,{"$f":"Input!$F$21*C4731","v":4.5733983565012544},{"$f":"Input!$F$21*D4731","v":10.453331686196822},11.498664854816505]
[null,4725,4.5733983565012541E-5,1.0453331686196822E-4,2.2866991782506272,5.2255343474501768,5.7480877821951948,11.433495891253136,26.127671737250886,28.740438910975975,22.866991782506272,52.255343474501771,57.48087782195195,{"$f":"Input!$F$21*C4735","v":4.5733983565012544},{"$f":"Input!$F$21*D4735","v":10.453331686196822},11.498664854816505]
[null,4728,6.9533713709018426E-5,1.0453331686196822E-4,3.4766856854509212,5.2255343474501768,5.7480877821951948,17.383428427254607,26.127671737250886,28.740438910975975,34.766856854509214,52.255343474501771,57.48087782195195,{"$f":"Input!$F$21*C4738","v":6.9533713709018423},{"$f":"Input!$F$21*D4738","v":10.453331686196822},11.498664854816505]
[null,4733,6.7433737519841425E-5,1.0453331686196822E-4,3.3716868759920713,5.2255343474501768,5.7480877821951948,16.858434379960357,26.127671737250886,28.740438910975975,33.716868759920715,52.255343474501771,57.48087782195195,{"$f":"Input!$F$21*C4743","v":6.7433737519841426},{"$f":"Input!$F$21*D4743","v":10.453331686196822},11.498664854816505]
[null,4736,6.3233785141487438E-5,1.0453331686196822E-4,3.161689257074372,5.2255343474501768,5.7480877821951948,15.808446285371859,26.127671737250886,28.740438910975975,31.616892570743719,52.255343474501771,57.48087782195195,{"$f":"Input!$F$21*C4746","v":6.323378514148744},{"$f":"Input!$F$21*D4746","v":10.453331686196822},11.498664854816505]
[null,4739,5.6233864510897489E-5,1.0453331686196822E-4,2.8116932255448743,5.2255343474501768,5.7480877821951948,14.058466127724373,26.127671737250886,28.740438910975975,28.116932255448745,52.255343474501771,57.48087782195195,{"$f":"Input!$F$21*C4749","v":5.6233864510897487},{"$f":"Input!$F$21*D4749","v":10.453331686196822},11.498664854816505]
[null,4742,5.5533872447838493E-5,1.0453331686196822E-4,2.7766936223919245,5.2255343474501768,5.7480877821951948,13.883468111959623,26.127671737250886,28.740438910975975,27.766936223919245,52.255343474501771,57.48087782195195,{"$f":"Input!$F$21*C4752","v":5.553387244783849},{"$f":"Input!$F$21*D4752","v":10.453331686196822},11.498664854816505]
[null,4743,5.133392006948452E-5,1.0453331686196822E-4,2.5666960034742261,5.2255343474501768,5.7480877821951948,12.83348001737113,26.127671737250886,28.740438910975975,25.66696003474226,52.255343474501771,57.48087782195195,{"$f":"Input!$F$21*C4753","v":5.1333920069484522},{"$f":"Input!$F$21*D4753","v":10.453331686196822},11.498664854816505]
[null,4746,4.5733983565012541E-5,1.0453331686196822E-4,2.2866991782506272,5.2255343474501768,5.7480877821951948,11.433495891253136,26.127671737250886,28.740438910975975,22.866991782506272,52.255343474501771,57.48087782195195,{"$f":"Input!$F$21*C4756","v":4.5733983565012544},{"$f":"Input!$F$21*D4756","v":10.453331686196822},11.498664854816505]
[null,4750,5.7633848637015473E-5,1.0453331686196822E-4,2.8816924318507735,5.2255343474501768,5.7480877821951948,14.408462159253869,26.127671737250886,28.740438910975975,28.816924318507738,52.255343474501771,57.48087782195195,{"$f":"Input!$F$21*C4760","v":5.763384863701547},{"$f":"Input!$F$21*D4760","v":10.453331686196822},11.498664854816505]
[null,4754,8.0733586717962355E-5,1.0383332479890922E-4,4.0366793358981177,5.1905423211922974,5.7095965533115276,20.183396679490588,25.95271160596149,28.547982766557642,40.366793358981177,51.905423211922979,57.095965533115283,{"$f":"Input!$F$21*C4764","v":8.0733586717962353},{"$f":"Input!$F$21*D4764","v":10.383332479890923},11.421665727880017]
[null,4757,8.2833562907139356E-5,1.0383332479890922E-4,4.141678145356968,5.1905423211922974,5.7095965533115276,20.708390726784838,25.95271160596149,28.547982766557642,41.416781453569676,51.905423211922979,57.095965533115283,{"$f":"Input!$F$21*C4767","v":8.283356290713936},{"$f":"Input!$F$21*D4767","v":10.383332479890923},11.421665727880017]
[null,4761,5.5533872447838493E-5,1.0383332479890922E-4,2.7766936223919245,5.1905423211922974,5.7095965533115276,13.883468111959623,25.95271160596149,28.547982766557642,27.766936223919245,51.905423211922979,57.095965533115283,{"$f":"Input!$F$21*C4771","v":5.553387244783849},{"$f":"Input!$F$21*D4771","v":10.383332479890923},11.421665727880017]
[null,4764,4.5733983565012541E-5,1.0383332479890922E-4,2.2866991782506272,5.1905423211922974,5.7095965533115276,11.433495891253136,25.95271160596149,28.547982766557642,22.866991782506272,51.905423211922979,57.095965533115283,{"$f":"Input!$F$21*C4774","v":4.5733983565012544},{"$f":"Input!$F$21*D4774","v":10.383332479890923},11.421665727880017]
[null,4765,4.5733983565012541E-5,1.0383332479890922E-4,2.2866991782506272,5.1905423211922974,5.7095965533115276,11.433495891253136,25.95271160596149,28.547982766557642,22.866991782506272,51.905423211922979,57.095965533115283,{"$f":"Input!$F$21*C4775","v":4.5733983565012544},{"$f":"Input!$F$21*D4775","v":10.383332479890923},11.421665727880017]
[null,4768,4.5733983565012541E-5,1.0383332479890922E-4,2.2866991782506272,5.1905423211922974,5.7095965533115276,11.433495891253136,25.95271160596149,28.547982766557642,22.866991782506272,51.905423211922979,57.095965533115283,{"$f":"Input!$F$21*C4778","v":4.5733983565012544},{"$f":"Input!$F$21*D4778","v":10.383332479890923},11.421665727880017]
[null,4771,4.5733983565012541E-5,1.0383332479890922E-4,2.2866991782506272,5.1905423211922974,5.7095965533115276,11.433495891253136,25.95271160596149,28.547982766557642,22.866991782506272,51.905423211922979,57.095965533115283,{"$f":"Input!$F$21*C4781","v":4.5733983565012544},{"$f":"Input!$F$21*D4781","v":10.383332479890923},11.421665727880017]
[null,4775,6.9533713709018426E-5,1.0383332479890922E-4,3.4766856854509212,5.1905423211922974,5.7095965533115276,17.383428427254607,25.95271160596149,28.547982766557642,34.766856854509214,51.905423211922979,57.095965533115283,{"$f":"Input!$F$21*C4785","v":6.9533713709018423},{"$f":"Input!$F$21*D4785","v":10.383332479890923},11.421665727880017]
[null,4779,8.4933539096316329E-5,1.0313333273585021E-4,4.2466769548158165,5.1555502949344163,5.6711053244278586,21.233384774079081,25.777751474672083,28.355526622139294,42.466769548158162,51.555502949344167,56.711053244278588,{"$f":"Input!$F$21*C4789","v":8.4933539096316331},{"$f":"Input!$F$21*D4789","v":10.313333273585021},11.344666600943524]
[null,4782,8.8433499411611294E-5,1.0313333273585021E-4,4.4216749705805647,5.1555502949344163,5.6711053244278586,22.108374852902823,25.777751474672083,28.355526622139294,44.216749705805647,51.555502949344167,56.711053244278588,{"$f":"Input!$F$21*C4792","v":8.8433499411611294},{"$f":"Input!$F$21*D4792","v":10.313333273585021},11.344666600943524]
[null,4786,4.5733983565012541E-5,1.0313333273585021E-4,2.2866991782506272,5.1555502949344163,5.6711053244278586,11.433495891253136,25.777751474672083,28.355526622139294,22.866991782506272,51.555502949344167,56.711053244278588,{"$f":"Input!$F$21*C4796","v":4.5733983565012544},{"$f":"Input!$F$21*D4796","v":10.313333273585021},11.344666600943524]
[null,4789,4.5733983565012541E-5,1.0313333273585021E-4,2.2866991782506272,5.1555502949344163,5.6711053244278586,11.433495891253136,25.777751474672083,28.355526622139294,22.866991782506272,51.555502949344167,56.711053244278588,{"$f":"Input!$F$21*C4799","v":4.5733983565012544},{"$f":"Input!$F$21*D4799","v":10.313333273585021},11.344666600943524]
[null,4790,4.5733983565012541E-5,1.0313333273585021E-4,2.2866991782506272,5.1555502949344163,5.6711053244278586,11.433495891253136,25.777751474672083,28.355526622139294,22.866991782506272,51.555502949344167,56.711053244278588,{"$f":"Input!$F$21*C4800","v":4.5733983565012544},{"$f":"Input!$F$21*D4800","v":10.313333273585021},11.344666600943524]
[null,4793,4.5733983565012541E-5,1.0313333273585021E-4,2.2866991782506272,5.1555502949344163,5.6711053244278586,11.433495891253136,25.777751474672083,28.355526622139294,22.866991782506272,51.555502949344167,56.711053244278588,{"$f":"Input!$F$21*C4803","v":4.5733983565012544},{"$f":"Input!$F$21*D4803","v":10.313333273585021},11.344666600943524]
[null,4796,5.2033912132543502E-5,1.0313333273585021E-4,2.601695606627175,5.1555502949344163,5.6711053244278586,13.008478033135875,25.777751474672083,28.355526622139294,26.016956066271749,51.555502949344167,56.711053244278588,{"$f":"Input!$F$21*C4806","v":5.2033912132543501},{"$f":"Input!$F$21*D4806","v":10.313333273585021},11.344666600943524]
[null,4800,7.0933697835136403E-5,1.0313333273585021E-4,3.5466848917568203,5.1555502949344163,5.6711053244278586,17.7334244587841,25.777751474672083,28.355526622139294,35.4668489175682,51.555502949344167,56.711053244278588,{"$f":"Input!$F$21*C4810","v":7.0933697835136407},{"$f":"Input!$F$21*D4810","v":10.313333273585021},11.344666600943524]
[null,4804,7.8633610528785355E-5,1.0243334067279125E-4,3.9316805264392678,5.120558268676537,5.6326140955441915,19.658402632196339,25.602791343382684,28.163070477720954,39.316805264392677,51.205582686765368,56.326140955441907,{"$f":"Input!$F$21*C4814","v":7.8633610528785356},{"$f":"Input!$F$21*D4814","v":10.243334067279125},11.267667474007039]
[null,4808,6.4633769267605429E-5,1.0243334067279125E-4,3.2316884633802716,5.120558268676537,5.6326140955441915,16.158442316901358,25.602791343382684,28.163070477720954,32.316884633802715,51.205582686765368,56.326140955441907,{"$f":"Input!$F$21*C4818","v":6.4633769267605432},{"$f":"Input!$F$21*D4818","v":10.243334067279125},11.267667474007039]
[null,4811,4.5733983565012541E-5,1.0243334067279125E-4,2.2866991782506272,5.120558268676537,5.6326140955441915,11.433495891253136,25.602791343382684,28.163070477720954,22.866991782506272,51.205582686765368,56.326140955441907,{"$f":"Input!$F$21*C4821","v":4.5733983565012544},{"$f":"Input!$F$21*D4821","v":10.243334067279125},11.267667474007039]
[null,4814,4.5733983565012541E-5,1.0243334067279125E-4,2.2866991782506272,5.120558268676537,5.6326140955441915,11.433495891253136,25.602791343382684,28.163070477720954,22.866991782506272,51.205582686765368,56.326140955441907,{"$f":"Input!$F$21*C4824","v":4.5733983565012544},{"$f":"Input!$F$21*D4824","v":10.243334067279125},11.267667474007039]
[null,4815,4.5733983565012541E-5,1.0243334067279125E-4,2.2866991782506272,5.120558268676537,5.6326140955441915,11.433495891253136,25.602791343382684,28.163070477720954,22.866991782506272,51.205582686765368,56.326140955441907,{"$f":"Input!$F$21*C4825","v":4.5733983565012544},{"$f":"Input!$F$21*D4825","v":10.243334067279125},11.267667474007039]
[null,4818,4.7133967691130532E-5,1.0243334067279125E-4,2.3566983845565268,5.120558268676537,5.6326140955441915,11.783491922782632,25.602791343382684,28.163070477720954,23.566983845565264,51.205582686765368,56.326140955441907,{"$f":"Input!$F$21*C4828","v":4.7133967691130536},{"$f":"Input!$F$21*D4828","v":10.243334067279125},11.267667474007039]
[null,4821,5.9733824826192467E-5,1.0243334067279125E-4,2.9866912413096234,5.120558268676537,5.6326140955441915,14.933456206548117,25.602791343382684,28.163070477720954,29.866912413096234,51.205582686765368,56.326140955441907,{"$f":"Input!$F$21*C4831","v":5.9733824826192468},{"$f":"Input!$F$21*D4831","v":10.243334067279125},11.267667474007039]
[null,4826,6.4633769267605429E-5,1.0243334067279125E-4,3.2316884633802716,5.120558268676537,5.6326140955441915,16.158442316901358,25.602791343382684,28.163070477720954,32.316884633802715,51.205582686765368,56.326140955441907,{"$f":"Input!$F$21*C4836","v":6.4633769267605432},{"$f":"Input!$F$21*D4836","v":10.243334067279125},11.267667474007039]
[null,4829,6.0433816889251462E-5,1.0243334067279125E-4,3.0216908444625732,5.120558268676537,5.6326140955441915,15.108454222312865,25.602791343382684,28.163070477720954,30.21690844462573,51.205582686765368,56.326140955441907,{"$f":"Input!$F$21*C4839","v":6.0433816889251464},{"$f":"Input!$F$21*D4839","v":10.243334067279125},11.267667474007039]
[null,4833,6.1133808952310451E-5,1.0173334860973222E-4,3.0566904476155226,5.0855662424186558,5.5941228666605216,15.283452238077613,25.427831212093281,27.97061433330261,30.566904476155226,50.855662424186562,55.94122866660522,{"$f":"Input!$F$21*C4843","v":6.1133808952310451},{"$f":"Input!$F$21*D4843","v":10.173334860973222},11.190668347070545]
[null,4836,5.34338962586615E-5,1.0173334860973222E-4,2.6716948129330751,5.0855662424186558,5.5941228666605216,13.358474064665375,25.427831212093281,27.97061433330261,26.716948129330749,50.855662424186562,55.94122866660522,{"$f":"Input!$F$21*C4846","v":5.3433896258661502},{"$f":"Input!$F$21*D4846","v":10.173334860973222},11.190668347070545]
[null,4839,4.5733983565012541E-5,1.0173334860973222E-4,2.2866991782506272,5.0855662424186558,5.5941228666605216,11.433495891253136,25.427831212093281,27.97061433330261,22.866991782506272,50.855662424186562,55.94122866660522,{"$f":"Input!$F$21*C4849","v":4.5733983565012544},{"$f":"Input!$F$21*D4849","v":10.173334860973222},11.190668347070545]
[null,4840,4.5733983565012541E-5,1.0173334860973222E-4,2.2866991782506272,5.0855662424186558,5.5941228666605216,11.433495891253136,25.427831212093281,27.97061433330261,22.866991782506272,50.855662424186562,55.94122866660522,{"$f":"Input!$F$21*C4850","v":4.5733983565012544},{"$f":"Input!$F$21*D4850","v":10.173334860973222},11.190668347070545]
[null,4843,4.7133967691130532E-5,1.0173334860973222E-4,2.3566983845565268,5.0855662424186558,5.5941228666605216,11.783491922782632,25.427831212093281,27.97061433330261,23.566983845565264,50.855662424186562,55.94122866660522,{"$f":"Input!$F$21*C4853","v":4.7133967691130536},{"$f":"Input!$F$21*D4853","v":10.173334860973222},11.190668347070545]
[null,4846,6.3233785141487438E-5,1.0173334860973222E-4,3.161689257074372,5.0855662424186558,5.5941228666605216,15.808446285371859,25.427831212093281,27.97061433330261,31.616892570743719,50.855662424186562,55.94122866660522,{"$f":"Input!$F$21*C4856","v":6.323378514148744},{"$f":"Input!$F$21*D4856","v":10.173334860973222},11.190668347070545]
[null,4851,8.2133570844080333E-5,1.0173334860973222E-4,4.1066785422040164,5.0855662424186558,5.5941228666605216,20.533392711020085,25.427831212093281,27.97061433330261,41.066785422040169,50.855662424186562,55.94122866660522,{"$f":"Input!$F$21*C4861","v":8.2133570844080328},{"$f":"Input!$F$21*D4861","v":10.173334860973222},11.190668347070545]
[null,4854,8.4233547033257333E-5,1.0173334860973222E-4,4.2116773516628667,5.0855662424186558,5.5941228666605216,21.058386758314334,25.427831212093281,27.97061433330261,42.116773516628669,50.855662424186562,55.94122866660522,{"$f":"Input!$F$21*C4864","v":8.4233547033257334},{"$f":"Input!$F$21*D4864","v":10.173334860973222},11.190668347070545]
[null,4858,4.5733983565012541E-5,1.0103335654667326E-4,2.2866991782506272,5.0505742161607765,5.5556316377768544,11.433495891253136,25.252871080803882,27.778158188884273,22.866991782506272,50.505742161607763,55.556316377768546,{"$f":"Input!$F$21*C4868","v":4.5733983565012544},{"$f":"Input!$F$21*D4868","v":10.103335654667326},11.11366922013406]
[null,4861,4.5733983565012541E-5,1.0103335654667326E-4,2.2866991782506272,5.0505742161607765,5.5556316377768544,11.433495891253136,25.252871080803882,27.778158188884273,22.866991782506272,50.505742161607763,55.556316377768546,{"$f":"Input!$F$21*C4871","v":4.5733983565012544},{"$f":"Input!$F$21*D4871","v":10.103335654667326},11.11366922013406]
[null,4864,4.5733983565012541E-5,1.0103335654667326E-4,2.2866991782506272,5.0505742161607765,5.5556316377768544,11.433495891253136,25.252871080803882,27.778158188884273,22.866991782506272,50.505742161607763,55.556316377768546,{"$f":"Input!$F$21*C4874","v":4.5733983565012544},{"$f":"Input!$F$21*D4874","v":10.103335654667326},11.11366922013406]
[null,4865,4.5733983565012541E-5,1.0103335654667326E-4,{"$f":"$E$9*C4875","v":2.2866991782506272},5.0505742161607765,{"$f":"F4875*1.1","v":5.5556316377768544},{"$f":"$H$9*C4875","v":11.433495891253136},25.252871080803882,{"$f":"I4875*1.1","v":27.778158188884273},{"$f":"$K$9*C4875","v":22.866991782506272},50.505742161607763,{"$f":"L4875*1.1","v":55.556316377768546},{"$f":"Input!$F$21*C4875","v":4.5733983565012544},{"$f":"Input!$F$21*D4875","v":10.103335654667326},11.11366922013406]
[null,4871,6.9533713709018426E-5,1.0103335654667326E-4,3.4766856854509212,5.0505742161607765,5.5556316377768544,17.383428427254607,25.252871080803882,27.778158188884273,34.766856854509214,50.505742161607763,55.556316377768546,{"$f":"Input!$F$21*C4881","v":6.9533713709018423},{"$f":"Input!$F$21*D4881","v":10.103335654667326},11.11366922013406]
[null,4873,8.3533554970198338E-5,1.0103335654667326E-4,4.1766777485099169,5.0505742161607765,5.5556316377768544,20.883388742549585,25.252871080803882,27.778158188884273,41.766777485099169,50.505742161607763,55.556316377768546,{"$f":"Input!$F$21*C4883","v":8.3533554970198338},{"$f":"Input!$F$21*D4883","v":10.103335654667326},11.11366922013406]
[null,4876,8.9833483537729298E-5,1.0103335654667326E-4,4.4916741768864652,5.0505742161607765,5.5556316377768544,22.458370884432323,25.252871080803882,27.778158188884273,44.916741768864647,50.505742161607763,55.556316377768546,{"$f":"Input!$F$21*C4886","v":8.9833483537729304},{"$f":"Input!$F$21*D4886","v":10.103335654667326},11.11366922013406]
[null,4879,7.6533634339608368E-5,1.0103335654667326E-4,3.8266817169804184,5.0505742161607765,5.5556316377768544,19.133408584902092,25.252871080803882,27.778158188884273,38.266817169804185,50.505742161607763,55.556316377768546,{"$f":"Input!$F$21*C4889","v":7.6533634339608367},{"$f":"Input!$F$21*D4889","v":10.103335654667326},11.11366922013406]
[null,4883,4.5733983565012541E-5,1.0103335654667326E-4,2.2866991782506272,5.0505742161607765,5.5556316377768544,11.433495891253136,25.252871080803882,27.778158188884273,22.866991782506272,50.505742161607763,55.556316377768546,{"$f":"Input!$F$21*C4893","v":4.5733983565012544},{"$f":"Input!$F$21*D4893","v":10.103335654667326},11.11366922013406]
[null,4886,4.5733983565012541E-5,1.0103335654667326E-4,2.2866991782506272,5.0505742161607765,5.5556316377768544,11.433495891253136,25.252871080803882,27.778158188884273,22.866991782506272,50.505742161607763,55.556316377768546,{"$f":"Input!$F$21*C4896","v":4.5733983565012544},{"$f":"Input!$F$21*D4896","v":10.103335654667326},11.11366922013406]
[null,4889,4.5733983565012541E-5,1.0103335654667326E-4,2.2866991782506272,5.0505742161607765,5.5556316377768544,11.433495891253136,25.252871080803882,27.778158188884273,22.866991782506272,50.505742161607763,55.556316377768546,{"$f":"Input!$F$21*C4899","v":4.5733983565012544},{"$f":"Input!$F$21*D4899","v":10.103335654667326},11.11366922013406]
[null,4892,4.5733983565012541E-5,1.0103335654667326E-4,2.2866991782506272,5.0505742161607765,5.5556316377768544,11.433495891253136,25.252871080803882,27.778158188884273,22.866991782506272,50.505742161607763,55.556316377768546,{"$f":"Input!$F$21*C4902","v":4.5733983565012544},{"$f":"Input!$F$21*D4902","v":10.103335654667326},11.11366922013406]
[null,4894,4.9233943880307519E-5,1.0103335654667326E-4,2.4616971940153758,5.0505742161607765,5.5556316377768544,12.30848597007688,25.252871080803882,27.778158188884273,24.616971940153761,50.505742161607763,55.556316377768546,{"$f":"Input!$F$21*C4904","v":4.9233943880307516},{"$f":"Input!$F$21*D4904","v":10.103335654667326},11.11366922013406]
[null,4898,5.0633928006425517E-5,1.0033336448361425E-4,2.5316964003212759,5.0155821899028972,5.5171404088931872,12.65848200160638,25.077910949514486,27.585702044465936,25.31696400321276,50.155821899028972,55.171404088931872,{"$f":"Input!$F$21*C4908","v":5.0633928006425517},{"$f":"Input!$F$21*D4908","v":10.033336448361425},11.036670093197568]
[null,4901,4.8533951817248517E-5,1.0033336448361425E-4,2.426697590862426,5.0155821899028972,5.5171404088931872,12.133487954312129,25.077910949514486,27.585702044465936,24.266975908624257,50.155821899028972,55.171404088931872,{"$f":"Input!$F$21*C4911","v":4.853395181724852},{"$f":"Input!$F$21*D4911","v":10.033336448361425},11.036670093197568]
[null,4904,5.133392006948452E-5,1.0033336448361425E-4,2.5666960034742261,5.0155821899028972,5.5171404088931872,12.83348001737113,25.077910949514486,27.585702044465936,25.66696003474226,50.155821899028972,55.171404088931872,{"$f":"Input!$F$21*C4914","v":5.1333920069484522},{"$f":"Input!$F$21*D4914","v":10.033336448361425},11.036670093197568]
[null,4908,5.2033912132543502E-5,1.0033336448361425E-4,2.601695606627175,5.0155821899028972,5.5171404088931872,13.008478033135875,25.077910949514486,27.585702044465936,26.016956066271749,50.155821899028972,55.171404088931872,{"$f":"Input!$F$21*C4918","v":5.2033912132543501},{"$f":"Input!$F$21*D4918","v":10.033336448361425},11.036670093197568]
[null,4911,6.4633769267605429E-5,1.0033336448361425E-4,3.2316884633802716,5.0155821899028972,5.5171404088931872,16.158442316901358,25.077910949514486,27.585702044465936,32.316884633802715,50.155821899028972,55.171404088931872,{"$f":"Input!$F$21*C4921","v":6.4633769267605432},{"$f":"Input!$F$21*D4921","v":10.033336448361425},11.036670093197568]
[null,4914,6.1133808952310451E-5,1.0033336448361425E-4,3.0566904476155226,5.0155821899028972,5.5171404088931872,15.283452238077613,25.077910949514486,27.585702044465936,30.566904476155226,50.155821899028972,55.171404088931872,{"$f":"Input!$F$21*C4924","v":6.1133808952310451},{"$f":"Input!$F$21*D4924","v":10.033336448361425},11.036670093197568]
[null,4917,6.883372164595943E-5,1.0033336448361425E-4,3.4416860822979713,5.0155821899028972,5.5171404088931872,17.208430411489857,25.077910949514486,27.585702044465936,34.416860822979714,50.155821899028972,55.171404088931872,{"$f":"Input!$F$21*C4927","v":6.8833721645959427},{"$f":"Input!$F$21*D4927","v":10.033336448361425},11.036670093197568]
[null,4919,7.6533634339608368E-5,1.0033336448361425E-4,3.8266817169804184,5.0155821899028972,5.5171404088931872,19.133408584902092,25.077910949514486,27.585702044465936,38.266817169804185,50.155821899028972,55.171404088931872,{"$f":"Input!$F$21*C4929","v":7.6533634339608367},{"$f":"Input!$F$21*D4929","v":10.033336448361425},11.036670093197568]
[null,4923,8.003359465490336E-5,1.0033336448361425E-4,4.0016797327451679,5.0155821899028972,5.5171404088931872,20.008398663725838,25.077910949514486,27.585702044465936,40.016797327451677,50.155821899028972,55.171404088931872,{"$f":"Input!$F$21*C4933","v":8.0033594654903357},{"$f":"Input!$F$21*D4933","v":10.033336448361425},11.036670093197568]
[null,4926,7.2333681961254408E-5,1.0033336448361425E-4,3.6166840980627204,5.0155821899028972,5.5171404088931872,18.083420490313603,25.077910949514486,27.585702044465936,36.166840980627207,50.155821899028972,55.171404088931872,{"$f":"Input!$F$21*C4936","v":7.2333681961254408},{"$f":"Input!$F$21*D4936","v":10.033336448361425},11.036670093197568]
[null,4929,5.9733824826192467E-5,9.963337242055525E-5,{"$f":"$E$9*C4939","v":2.9866912413096234},4.9805901636450161,{"$f":"F4939*1.1","v":5.4786491800095183},{"$f":"$H$9*C4939","v":14.933456206548117},24.902950818225079,{"$f":"I4939*1.1","v":27.393245900047589},{"$f":"$K$9*C4939","v":29.866912413096234},49.805901636450159,{"$f":"L4939*1.1","v":54.786491800095177},{"$f":"Input!$F$21*C4939","v":5.9733824826192468},{"$f":"Input!$F$21*D4939","v":9.9633372420555251},10.959670966261079]
[null,4933,4.5733983565012541E-5,9.963337242055525E-5,2.2866991782506272,4.9805901636450161,5.4786491800095183,11.433495891253136,24.902950818225079,27.393245900047589,22.866991782506272,49.805901636450159,54.786491800095177,{"$f":"Input!$F$21*C4943","v":4.5733983565012544},{"$f":"Input!$F$21*D4943","v":9.9633372420555251},10.959670966261079]
[null,4936,4.5733983565012541E-5,9.963337242055525E-5,2.2866991782506272,4.9805901636450161,5.4786491800095183,11.433495891253136,24.902950818225079,27.393245900047589,22.866991782506272,49.805901636450159,54.786491800095177,{"$f":"Input!$F$21*C4946","v":4.5733983565012544},{"$f":"Input!$F$21*D4946","v":9.9633372420555251},10.959670966261079]
[null,4938,4.5733983565012541E-5,9.963337242055525E-5,2.2866991782506272,4.9805901636450161,5.4786491800095183,11.433495891253136,24.902950818225079,27.393245900047589,22.866991782506272,49.805901636450159,54.786491800095177,{"$f":"Input!$F$21*C4948","v":4.5733983565012544},{"$f":"Input!$F$21*D4948","v":9.9633372420555251},10.959670966261079]
[null,4941,5.9733824826192467E-5,9.963337242055525E-5,2.9866912413096234,4.9805901636450161,5.4786491800095183,14.933456206548117,24.902950818225079,27.393245900047589,29.866912413096234,49.805901636450159,54.786491800095177,{"$f":"Input!$F$21*C4951","v":5.9733824826192468},{"$f":"Input!$F$21*D4951","v":9.9633372420555251},10.959670966261079]
[null,4944,8.7733507348552325E-5,9.963337242055525E-5,4.3866753674276167,4.9805901636450161,5.4786491800095183,21.933376837138081,24.902950818225079,27.393245900047589,43.866753674276161,49.805901636450159,54.786491800095177,{"$f":"Input!$F$21*C4954","v":8.7733507348552333},{"$f":"Input!$F$21*D4954","v":9.9633372420555251},10.959670966261079]
[null,4948,1.0803327717726321E-4,9.963337242055525E-5,5.4016638588631603,4.9805901636450161,5.4786491800095183,27.008319294315804,24.902950818225079,27.393245900047589,54.016638588631608,49.805901636450159,54.786491800095177,{"$f":"Input!$F$21*C4958","v":10.803327717726321},{"$f":"Input!$F$21*D4958","v":9.9633372420555251},10.959670966261079]
[null,4951,1.0943326130338119E-4,9.963337242055525E-5,5.4716630651690599,4.9805901636450161,5.4786491800095183,27.358315325845297,24.902950818225079,27.393245900047589,54.716630651690593,49.805901636450159,54.786491800095177,{"$f":"Input!$F$21*C4961","v":10.94332613033812},{"$f":"Input!$F$21*D4961","v":9.9633372420555251},10.959670966261079]
[null,4954,5.2033912132543502E-5,9.963337242055525E-5,2.601695606627175,4.9805901636450161,5.4786491800095183,13.008478033135875,24.902950818225079,27.393245900047589,26.016956066271749,49.805901636450159,54.786491800095177,{"$f":"Input!$F$21*C4964","v":5.2033912132543501},{"$f":"Input!$F$21*D4964","v":9.9633372420555251},10.959670966261079]
[null,4958,4.5733983565012541E-5,9.963337242055525E-5,2.2866991782506272,4.9805901636450161,5.4786491800095183,11.433495891253136,24.902950818225079,27.393245900047589,22.866991782506272,49.805901636450159,54.786491800095177,{"$f":"Input!$F$21*C4968","v":4.5733983565012544},{"$f":"Input!$F$21*D4968","v":9.9633372420555251},10.959670966261079]
[null,4961,4.5733983565012541E-5,9.8933380357496255E-5,2.2866991782506272,4.9455981373871358,5.4401579511258502,11.433495891253136,24.727990686935676,27.200789755629245,22.866991782506272,49.455981373871353,54.40157951125849,{"$f":"Input!$F$21*C4971","v":4.5733983565012544},{"$f":"Input!$F$21*D4971","v":9.8933380357496254},10.882671839324589]
[null,4963,4.5733983565012541E-5,9.8933380357496255E-5,2.2866991782506272,4.9455981373871358,5.4401579511258502,11.433495891253136,24.727990686935676,27.200789755629245,22.866991782506272,49.455981373871353,54.40157951125849,{"$f":"Input!$F$21*C4973","v":4.5733983565012544},{"$f":"Input!$F$21*D4973","v":9.8933380357496254},10.882671839324589]
[null,4966,4.9933935943366528E-5,9.8933380357496255E-5,2.4966967971683265,4.9455981373871358,5.4401579511258502,12.483483985841632,24.727990686935676,27.200789755629245,24.966967971683264,49.455981373871353,54.40157951125849,{"$f":"Input!$F$21*C4976","v":4.993393594336653},{"$f":"Input!$F$21*D4976","v":9.8933380357496254},10.882671839324589]
[null,4969,5.9033832763133471E-5,9.8933380357496255E-5,2.9516916381566736,4.9455981373871358,5.4401579511258502,14.758458190783367,24.727990686935676,27.200789755629245,29.516916381566734,49.455981373871353,54.40157951125849,{"$f":"Input!$F$21*C4979","v":5.9033832763133471},{"$f":"Input!$F$21*D4979","v":9.8933380357496254},10.882671839324589]
[null,4973,5.9733824826192467E-5,9.8933380357496255E-5,2.9866912413096234,4.9455981373871358,5.4401579511258502,14.933456206548117,24.727990686935676,27.200789755629245,29.866912413096234,49.455981373871353,54.40157951125849,{"$f":"Input!$F$21*C4983","v":5.9733824826192468},{"$f":"Input!$F$21*D4983","v":9.8933380357496254},10.882671839324589]
[null,4976,4.9233943880307519E-5,9.8933380357496255E-5,2.4616971940153758,4.9455981373871358,5.4401579511258502,12.30848597007688,24.727990686935676,27.200789755629245,24.616971940153761,49.455981373871353,54.40157951125849,{"$f":"Input!$F$21*C4986","v":4.9233943880307516},{"$f":"Input!$F$21*D4986","v":9.8933380357496254},10.882671839324589]
[null,4980,4.5733983565012541E-5,9.8933380357496255E-5,2.2866991782506272,4.9455981373871358,5.4401579511258502,11.433495891253136,24.727990686935676,27.200789755629245,22.866991782506272,49.455981373871353,54.40157951125849,{"$f":"Input!$F$21*C4990","v":4.5733983565012544},{"$f":"Input!$F$21*D4990","v":9.8933380357496254},10.882671839324589]
[null,4983,4.5733983565012541E-5,9.8933380357496255E-5,2.2866991782506272,4.9455981373871358,5.4401579511258502,11.433495891253136,24.727990686935676,27.200789755629245,22.866991782506272,49.455981373871353,54.40157951125849,{"$f":"Input!$F$21*C4993","v":4.5733983565012544},{"$f":"Input!$F$21*D4993","v":9.8933380357496254},10.882671839324589]
[null,4984,4.5733983565012541E-5,9.8933380357496255E-5,2.2866991782506272,4.9455981373871358,5.4401579511258502,11.433495891253136,24.727990686935676,27.200789755629245,22.866991782506272,49.455981373871353,54.40157951125849,{"$f":"Input!$F$21*C4994","v":4.5733983565012544},{"$f":"Input!$F$21*D4994","v":9.8933380357496254},10.882671839324589]
[null,4988,4.5733983565012541E-5,9.8933380357496255E-5,2.2866991782506272,4.9455981373871358,5.4401579511258502,11.433495891253136,24.727990686935676,27.200789755629245,22.866991782506272,49.455981373871353,54.40157951125849,{"$f":"Input!$F$21*C4998","v":4.5733983565012544},{"$f":"Input!$F$21*D4998","v":9.8933380357496254},10.882671839324589]
[null,4991,4.9233943880307519E-5,9.8933380357496255E-5,2.4616971940153758,4.9455981373871358,5.4401579511258502,12.30848597007688,24.727990686935676,27.200789755629245,24.616971940153761,49.455981373871353,54.40157951125849,{"$f":"Input!$F$21*C5001","v":4.9233943880307516},{"$f":"Input!$F$21*D5001","v":9.8933380357496254},10.882671839324589]
[null,4994,5.6233864510897489E-5,9.8933380357496255E-5,2.8116932255448743,4.9455981373871358,5.4401579511258502,14.058466127724373,24.727990686935676,27.200789755629245,28.116932255448745,49.455981373871353,54.40157951125849,{"$f":"Input!$F$21*C5004","v":5.6233864510897487},{"$f":"Input!$F$21*D5004","v":9.8933380357496254},{"$f":"O5004*1.1","v":10.882671839324589}]
[null,4998,6.6033753393723434E-5,9.8933380357496255E-5,3.3016876696861717,4.9455981373871358,5.4401579511258502,16.508438348430857,24.727990686935676,27.200789755629245,33.016876696861715,49.455981373871353,54.40157951125849,{"$f":"Input!$F$21*C5008","v":6.6033753393723433},{"$f":"Input!$F$21*D5008","v":9.8933380357496254},10.882671839324589]
[null,5001,6.1133808952310451E-5,9.8233388294437246E-5,3.0566904476155226,4.9106061111292565,5.4016667222421821,15.283452238077613,24.553030555646281,27.008333611210912,30.566904476155226,49.106061111292561,54.016667222421823,{"$f":"Input!$F$21*C5011","v":6.1133808952310451},{"$f":"Input!$F$21*D5011","v":9.8233388294437241},10.805672712388096]
[null,5005,4.5733983565012541E-5,9.8233388294437246E-5,2.2866991782506272,4.9106061111292565,5.4016667222421821,11.433495891253136,24.553030555646281,27.008333611210912,22.866991782506272,49.106061111292561,54.016667222421823,{"$f":"Input!$F$21*C5015","v":4.5733983565012544},{"$f":"Input!$F$21*D5015","v":9.8233388294437241},10.805672712388096]
[null,5009,4.5733983565012541E-5,9.8233388294437246E-5,2.2866991782506272,4.9106061111292565,5.4016667222421821,11.433495891253136,24.553030555646281,27.008333611210912,22.866991782506272,49.106061111292561,54.016667222421823,{"$f":"Input!$F$21*C5019","v":4.5733983565012544},{"$f":"Input!$F$21*D5019","v":9.8233388294437241},10.805672712388096]
[null,5012,4.5733983565012541E-5,9.8233388294437246E-5,2.2866991782506272,4.9106061111292565,5.4016667222421821,11.433495891253136,24.553030555646281,27.008333611210912,22.866991782506272,49.106061111292561,54.016667222421823,{"$f":"Input!$F$21*C5022","v":4.5733983565012544},{"$f":"Input!$F$21*D5022","v":9.8233388294437241},10.805672712388096]
[null,5013,4.7133967691130532E-5,9.8233388294437246E-5,2.3566983845565268,4.9106061111292565,5.4016667222421821,11.783491922782632,24.553030555646281,27.008333611210912,23.566983845565264,49.106061111292561,54.016667222421823,{"$f":"Input!$F$21*C5023","v":4.7133967691130536},{"$f":"Input!$F$21*D5023","v":9.8233388294437241},10.805672712388096]
[null,5016,7.7933618465726359E-5,9.8233388294437246E-5,3.896680923286318,4.9106061111292565,5.4016667222421821,19.483404616431589,24.553030555646281,27.008333611210912,38.966809232863177,49.106061111292561,54.016667222421823,{"$f":"Input!$F$21*C5026","v":7.793361846572636},{"$f":"Input!$F$21*D5026","v":9.8233388294437241},10.805672712388096]
[null,5019,8.9833483537729298E-5,9.8233388294437246E-5,4.4916741768864652,4.9106061111292565,5.4016667222421821,22.458370884432323,24.553030555646281,27.008333611210912,44.916741768864647,49.106061111292561,54.016667222421823,{"$f":"Input!$F$21*C5029","v":8.9833483537729304},{"$f":"Input!$F$21*D5029","v":9.8233388294437241},10.805672712388096]
[null,5023,9.1233467663847303E-5,9.8233388294437246E-5,4.5616733831923648,4.9106061111292565,5.4016667222421821,22.808366915961827,24.553030555646281,27.008333611210912,45.616733831923653,49.106061111292561,54.016667222421823,{"$f":"Input!$F$21*C5033","v":9.1233467663847296},{"$f":"Input!$F$21*D5033","v":9.8233388294437241},10.805672712388096]
[null,5026,5.2033912132543502E-5,9.8233388294437246E-5,2.601695606627175,4.9106061111292565,5.4016667222421821,13.008478033135875,24.553030555646281,27.008333611210912,26.016956066271749,49.106061111292561,54.016667222421823,{"$f":"Input!$F$21*C5036","v":5.2033912132543501},{"$f":"Input!$F$21*D5036","v":9.8233388294437241},10.805672712388096]
[null,5030,4.5733983565012541E-5,9.8233388294437246E-5,2.2866991782506272,4.9106061111292565,5.4016667222421821,11.433495891253136,24.553030555646281,27.008333611210912,22.866991782506272,49.106061111292561,54.016667222421823,{"$f":"Input!$F$21*C5040","v":4.5733983565012544},{"$f":"Input!$F$21*D5040","v":9.8233388294437241},10.805672712388096]
[null,5034,4.5733983565012541E-5,9.8233388294437246E-5,2.2866991782506272,4.9106061111292565,5.4016667222421821,11.433495891253136,24.553030555646281,27.008333611210912,22.866991782506272,49.106061111292561,54.016667222421823,{"$f":"Input!$F$21*C5044","v":4.5733983565012544},{"$f":"Input!$F$21*D5044","v":9.8233388294437241},10.805672712388096]
[null,5037,4.5733983565012541E-5,9.8233388294437246E-5,2.2866991782506272,4.9106061111292565,5.4016667222421821,11.433495891253136,24.553030555646281,27.008333611210912,22.866991782506272,49.106061111292561,54.016667222421823,{"$f":"Input!$F$21*C5047","v":4.5733983565012544},{"$f":"Input!$F$21*D5047","v":9.8233388294437241},10.805672712388096]
[null,5038,5.4133888321720488E-5,9.8233388294437246E-5,2.7066944160860245,4.9106061111292565,5.4016667222421821,13.533472080430123,24.553030555646281,27.008333611210912,27.066944160860245,49.106061111292561,54.016667222421823,{"$f":"Input!$F$21*C5048","v":5.4133888321720489},{"$f":"Input!$F$21*D5048","v":9.8233388294437241},10.805672712388096]
[null,5041,8.003359465490336E-5,9.7533396231378264E-5,4.0016797327451679,4.8756140848713763,5.3631754933585141,20.008398663725838,24.378070424356881,26.815877466792571,40.016797327451677,48.756140848713763,53.631754933585142,{"$f":"Input!$F$21*C5051","v":8.0033594654903357},{"$f":"Input!$F$21*D5051","v":9.7533396231378262},10.72867358545161]
[null,5045,9.4733427979142281E-5,9.7533396231378264E-5,4.7366713989571139,4.8756140848713763,5.3631754933585141,23.683356994785569,24.378070424356881,26.815877466792571,47.366713989571139,48.756140848713763,53.631754933585142,{"$f":"Input!$F$21*C5055","v":9.4733427979142277},{"$f":"Input!$F$21*D5055","v":9.7533396231378262},10.72867358545161]
[null,5048,7.2333681961254408E-5,9.7533396231378264E-5,3.6166840980627204,4.8756140848713763,5.3631754933585141,18.083420490313603,24.378070424356881,26.815877466792571,36.166840980627207,48.756140848713763,53.631754933585142,{"$f":"Input!$F$21*C5058","v":7.2333681961254408},{"$f":"Input!$F$21*D5058","v":9.7533396231378262},10.72867358545161]
[null,5051,4.5733983565012541E-5,9.7533396231378264E-5,2.2866991782506272,4.8756140848713763,5.3631754933585141,11.433495891253136,24.378070424356881,26.815877466792571,22.866991782506272,48.756140848713763,53.631754933585142,{"$f":"Input!$F$21*C5061","v":4.5733983565012544},{"$f":"Input!$F$21*D5061","v":9.7533396231378262},10.72867358545161]
[null,5055,4.5733983565012541E-5,9.7533396231378264E-5,2.2866991782506272,4.8756140848713763,5.3631754933585141,11.433495891253136,24.378070424356881,26.815877466792571,22.866991782506272,48.756140848713763,53.631754933585142,{"$f":"Input!$F$21*C5065","v":4.5733983565012544},{"$f":"Input!$F$21*D5065","v":9.7533396231378262},10.72867358545161]
[null,5059,4.5733983565012541E-5,9.7533396231378264E-5,2.2866991782506272,4.8756140848713763,5.3631754933585141,11.433495891253136,24.378070424356881,26.815877466792571,22.866991782506272,48.756140848713763,53.631754933585142,{"$f":"Input!$F$21*C5069","v":4.5733983565012544},{"$f":"Input!$F$21*D5069","v":9.7533396231378262},10.72867358545161]
[null,5062,4.5733983565012541E-5,9.7533396231378264E-5,2.2866991782506272,4.8756140848713763,5.3631754933585141,11.433495891253136,24.378070424356881,26.815877466792571,22.866991782506272,48.756140848713763,53.631754933585142,{"$f":"Input!$F$21*C5072","v":4.5733983565012544},{"$f":"Input!$F$21*D5072","v":9.7533396231378262},10.72867358545161]
[null,5063,4.7133967691130532E-5,9.7533396231378264E-5,2.3566983845565268,4.8756140848713763,5.3631754933585141,11.783491922782632,24.378070424356881,26.815877466792571,23.566983845565264,48.756140848713763,53.631754933585142,{"$f":"Input!$F$21*C5073","v":4.7133967691130536},{"$f":"Input!$F$21*D5073","v":9.7533396231378262},10.72867358545161]
[null,5066,6.673374545678243E-5,9.7533396231378264E-5,3.3366872728391215,4.8756140848713763,5.3631754933585141,16.683436364195607,24.378070424356881,26.815877466792571,33.366872728391215,48.756140848713763,53.631754933585142,{"$f":"Input!$F$21*C5076","v":6.673374545678243},{"$f":"Input!$F$21*D5076","v":9.7533396231378262},10.72867358545161]
[null,5070,7.7233626402667364E-5,9.7533396231378264E-5,3.8616813201333682,4.8756140848713763,5.3631754933585141,19.308406600666842,24.378070424356881,26.815877466792571,38.616813201333684,48.756140848713763,53.631754933585142,{"$f":"Input!$F$21*C5080","v":7.7233626402667364},{"$f":"Input!$F$21*D5080","v":9.7533396231378262},10.72867358545161]
[null,5073,4.5733983565012541E-5,9.6833404168319254E-5,2.2866991782506272,4.8406220586134951,5.3246842644748451,11.433495891253136,24.203110293067478,26.623421322374227,22.866991782506272,48.406220586134957,53.246842644748455,{"$f":"Input!$F$21*C5083","v":4.5733983565012544},{"$f":"Input!$F$21*D5083","v":9.6833404168319248},10.651674458515117]
[null,5076,4.5733983565012541E-5,9.6833404168319254E-5,2.2866991782506272,4.8406220586134951,5.3246842644748451,11.433495891253136,24.203110293067478,26.623421322374227,22.866991782506272,48.406220586134957,53.246842644748455,{"$f":"Input!$F$21*C5086","v":4.5733983565012544},{"$f":"Input!$F$21*D5086","v":9.6833404168319248},10.651674458515117]
[null,5080,4.5733983565012541E-5,9.6833404168319254E-5,2.2866991782506272,4.8406220586134951,5.3246842644748451,11.433495891253136,24.203110293067478,26.623421322374227,22.866991782506272,48.406220586134957,53.246842644748455,{"$f":"Input!$F$21*C5090","v":4.5733983565012544},{"$f":"Input!$F$21*D5090","v":9.6833404168319248},10.651674458515117]
[null,5084,4.5733983565012541E-5,9.6833404168319254E-5,2.2866991782506272,4.8406220586134951,5.3246842644748451,11.433495891253136,24.203110293067478,26.623421322374227,22.866991782506272,48.406220586134957,53.246842644748455,{"$f":"Input!$F$21*C5094","v":4.5733983565012544},{"$f":"Input!$F$21*D5094","v":9.6833404168319248},10.651674458515117]
[null,5085,4.5733983565012541E-5,9.6833404168319254E-5,2.2866991782506272,4.8406220586134951,5.3246842644748451,11.433495891253136,24.203110293067478,26.623421322374227,22.866991782506272,48.406220586134957,53.246842644748455,{"$f":"Input!$F$21*C5095","v":4.5733983565012544},{"$f":"Input!$F$21*D5095","v":9.6833404168319248},10.651674458515117]
[null,5088,4.6433975628071544E-5,9.6833404168319254E-5,2.321698781403577,4.8406220586134951,5.3246842644748451,11.608493907017886,24.203110293067478,26.623421322374227,23.216987814035772,48.406220586134957,53.246842644748455,{"$f":"Input!$F$21*C5098","v":4.643397562807154},{"$f":"Input!$F$21*D5098","v":9.6833404168319248},10.651674458515117]
[null,5091,6.3233785141487438E-5,9.6833404168319254E-5,3.161689257074372,4.8406220586134951,5.3246842644748451,15.808446285371859,24.203110293067478,26.623421322374227,31.616892570743719,48.406220586134957,53.246842644748455,{"$f":"Input!$F$21*C5101","v":6.323378514148744},{"$f":"Input!$F$21*D5101","v":9.6833404168319248},10.651674458515117]
[null,5095,6.183380101536946E-5,9.6833404168319254E-5,3.0916900507684728,4.8406220586134951,5.3246842644748451,15.458450253842365,24.203110293067478,26.623421322374227,30.91690050768473,48.406220586134957,53.246842644748455,{"$f":"Input!$F$21*C5105","v":6.1833801015369456},{"$f":"Input!$F$21*D5105","v":9.6833404168319248},10.651674458515117]
[null,5098,4.5733983565012541E-5,9.6833404168319254E-5,2.2866991782506272,4.8406220586134951,5.3246842644748451,11.433495891253136,24.203110293067478,26.623421322374227,22.866991782506272,48.406220586134957,53.246842644748455,{"$f":"Input!$F$21*C5108","v":4.5733983565012544},{"$f":"Input!$F$21*D5108","v":9.6833404168319248},10.651674458515117]
[null,5101,4.5733983565012541E-5,9.6833404168319254E-5,2.2866991782506272,4.8406220586134951,5.3246842644748451,11.433495891253136,24.203110293067478,26.623421322374227,22.866991782506272,48.406220586134957,53.246842644748455,{"$f":"Input!$F$21*C5111","v":4.5733983565012544},{"$f":"Input!$F$21*D5111","v":9.6833404168319248},10.651674458515117]
[null,5106,4.5733983565012541E-5,9.6833404168319254E-5,2.2866991782506272,4.8406220586134951,5.3246842644748451,11.433495891253136,24.203110293067478,26.623421322374227,22.866991782506272,48.406220586134957,53.246842644748455,{"$f":"Input!$F$21*C5116","v":4.5733983565012544},{"$f":"Input!$F$21*D5116","v":9.6833404168319248},10.651674458515117]
[null,5109,4.5733983565012541E-5,9.6833404168319254E-5,2.2866991782506272,4.8406220586134951,5.3246842644748451,11.433495891253136,24.203110293067478,26.623421322374227,22.866991782506272,48.406220586134957,53.246842644748455,{"$f":"Input!$F$21*C5119","v":4.5733983565012544},{"$f":"Input!$F$21*D5119","v":9.6833404168319248},10.651674458515117]
[null,5110,4.5733983565012541E-5,9.6833404168319254E-5,2.2866991782506272,4.8406220586134951,5.3246842644748451,11.433495891253136,24.203110293067478,26.623421322374227,22.866991782506272,48.406220586134957,53.246842644748455,{"$f":"Input!$F$21*C5120","v":4.5733983565012544},{"$f":"Input!$F$21*D5120","v":9.6833404168319248},10.651674458515117]
[null,5113,4.5733983565012541E-5,9.6833404168319254E-5,2.2866991782506272,4.8406220586134951,5.3246842644748451,11.433495891253136,24.203110293067478,26.623421322374227,22.866991782506272,48.406220586134957,53.246842644748455,{"$f":"Input!$F$21*C5123","v":4.5733983565012544},{"$f":"Input!$F$21*D5123","v":9.6833404168319248},10.651674458515117]
[null,5116,5.2033912132543502E-5,9.6133412105260259E-5,2.601695606627175,4.8056300323556149,5.286193035591177,13.008478033135875,24.028150161778075,26.430965177955887,26.016956066271749,48.056300323556151,52.861930355911774,{"$f":"Input!$F$21*C5126","v":5.2033912132543501},{"$f":"Input!$F$21*D5126","v":9.6133412105260252},10.574675331578629]
[null,5120,4.5733983565012541E-5,9.6133412105260259E-5,2.2866991782506272,4.8056300323556149,5.286193035591177,11.433495891253136,24.028150161778075,26.430965177955887,22.866991782506272,48.056300323556151,52.861930355911774,{"$f":"Input!$F$21*C5130","v":4.5733983565012544},{"$f":"Input!$F$21*D5130","v":9.6133412105260252},10.574675331578629]
[null,5122,4.5733983565012541E-5,9.6133412105260259E-5,2.2866991782506272,4.8056300323556149,5.286193035591177,11.433495891253136,24.028150161778075,26.430965177955887,22.866991782506272,48.056300323556151,52.861930355911774,{"$f":"Input!$F$21*C5132","v":4.5733983565012544},{"$f":"Input!$F$21*D5132","v":9.6133412105260252},{"$f":"O5132*1.1","v":10.574675331578629}]
[null,5127,4.5733983565012541E-5,9.6133412105260259E-5,2.2866991782506272,4.8056300323556149,5.286193035591177,11.433495891253136,24.028150161778075,26.430965177955887,22.866991782506272,48.056300323556151,52.861930355911774,{"$f":"Input!$F$21*C5137","v":4.5733983565012544},{"$f":"Input!$F$21*D5137","v":9.6133412105260252},10.574675331578629]
[null,5131,4.5733983565012541E-5,9.6133412105260259E-5,2.2866991782506272,4.8056300323556149,5.286193035591177,11.433495891253136,24.028150161778075,26.430965177955887,22.866991782506272,48.056300323556151,52.861930355911774,{"$f":"Input!$F$21*C5141","v":4.5733983565012544},{"$f":"Input!$F$21*D5141","v":9.6133412105260252},10.574675331578629]
[null,5134,4.5733983565012541E-5,9.6133412105260259E-5,2.2866991782506272,4.8056300323556149,5.286193035591177,11.433495891253136,24.028150161778075,26.430965177955887,22.866991782506272,48.056300323556151,52.861930355911774,{"$f":"Input!$F$21*C5144","v":4.5733983565012544},{"$f":"Input!$F$21*D5144","v":9.6133412105260252},10.574675331578629]
[null,5135,4.5733983565012541E-5,9.6133412105260259E-5,2.2866991782506272,4.8056300323556149,5.286193035591177,11.433495891253136,24.028150161778075,26.430965177955887,22.866991782506272,48.056300323556151,52.861930355911774,{"$f":"Input!$F$21*C5145","v":4.5733983565012544},{"$f":"Input!$F$21*D5145","v":9.6133412105260252},10.574675331578629]
[null,5138,4.7133967691130532E-5,9.6133412105260259E-5,2.3566983845565268,4.8056300323556149,5.286193035591177,11.783491922782632,24.028150161778075,26.430965177955887,23.566983845565264,48.056300323556151,52.861930355911774,{"$f":"Input!$F$21*C5148","v":4.7133967691130536},{"$f":"Input!$F$21*D5148","v":9.6133412105260252},10.574675331578629]
[null,5141,6.6033753393723434E-5,9.6133412105260259E-5,3.3016876696861717,4.8056300323556149,5.286193035591177,16.508438348430857,24.028150161778075,26.430965177955887,33.016876696861715,48.056300323556151,52.861930355911774,{"$f":"Input!$F$21*C5151","v":6.6033753393723433},{"$f":"Input!$F$21*D5151","v":9.6133412105260252},10.574675331578629]
[null,5145,4.5733983565012541E-5,9.6133412105260259E-5,2.2866991782506272,4.8056300323556149,5.286193035591177,11.433495891253136,24.028150161778075,26.430965177955887,22.866991782506272,48.056300323556151,52.861930355911774,{"$f":"Input!$F$21*C5155","v":4.5733983565012544},{"$f":"Input!$F$21*D5155","v":9.6133412105260252},10.574675331578629]
[null,5147,4.5733983565012541E-5,9.6133412105260259E-5,2.2866991782506272,4.8056300323556149,5.286193035591177,11.433495891253136,24.028150161778075,26.430965177955887,22.866991782506272,48.056300323556151,52.861930355911774,{"$f":"Input!$F$21*C5157","v":4.5733983565012544},{"$f":"Input!$F$21*D5157","v":9.6133412105260252},10.574675331578629]
[null,5153,4.5733983565012541E-5,9.6133412105260259E-5,2.2866991782506272,4.8056300323556149,5.286193035591177,11.433495891253136,24.028150161778075,26.430965177955887,22.866991782506272,48.056300323556151,52.861930355911774,{"$f":"Input!$F$21*C5163","v":4.5733983565012544},{"$f":"Input!$F$21*D5163","v":9.6133412105260252},10.574675331578629]
[null,5156,4.5733983565012541E-5,9.5433420042201263E-5,2.2866991782506272,4.7706380060977356,5.2477018067075099,11.433495891253136,23.853190030488676,26.238509033537547,22.866991782506272,47.706380060977352,52.477018067075093,{"$f":"Input!$F$21*C5166","v":4.5733983565012544},{"$f":"Input!$F$21*D5166","v":9.5433420042201256},10.497676204642138]
[null,5159,4.5733983565012541E-5,9.5433420042201263E-5,2.2866991782506272,4.7706380060977356,5.2477018067075099,11.433495891253136,23.853190030488676,26.238509033537547,22.866991782506272,47.706380060977352,52.477018067075093,{"$f":"Input!$F$21*C5169","v":4.5733983565012544},{"$f":"Input!$F$21*D5169","v":9.5433420042201256},10.497676204642138]
[null,5160,5.34338962586615E-5,9.5433420042201263E-5,2.6716948129330751,4.7706380060977356,5.2477018067075099,13.358474064665375,23.853190030488676,26.238509033537547,26.716948129330749,47.706380060977352,52.477018067075093,{"$f":"Input!$F$21*C5170","v":5.3433896258661502},{"$f":"Input!$F$21*D5170","v":9.5433420042201256},10.497676204642138]
[null,5163,5.4133888321720488E-5,9.5433420042201263E-5,2.7066944160860245,4.7706380060977356,5.2477018067075099,13.533472080430123,23.853190030488676,26.238509033537547,27.066944160860245,47.706380060977352,52.477018067075093,{"$f":"Input!$F$21*C5173","v":5.4133888321720489},{"$f":"Input!$F$21*D5173","v":9.5433420042201256},10.497676204642138]
[null,5166,5.7633848637015473E-5,9.5433420042201263E-5,2.8816924318507735,4.7706380060977356,5.2477018067075099,14.408462159253869,23.853190030488676,26.238509033537547,28.816924318507738,47.706380060977352,52.477018067075093,{"$f":"Input!$F$21*C5176","v":5.763384863701547},{"$f":"Input!$F$21*D5176","v":9.5433420042201256},10.497676204642138]
[null,5172,4.8533951817248517E-5,9.5433420042201263E-5,2.426697590862426,4.7706380060977356,5.2477018067075099,12.133487954312129,23.853190030488676,26.238509033537547,24.266975908624257,47.706380060977352,52.477018067075093,{"$f":"Input!$F$21*C5182","v":4.853395181724852},{"$f":"Input!$F$21*D5182","v":9.5433420042201256},10.497676204642138]
[null,5174,4.8533951817248517E-5,9.5433420042201263E-5,2.426697590862426,4.7706380060977356,5.2477018067075099,12.133487954312129,23.853190030488676,26.238509033537547,24.266975908624257,47.706380060977352,52.477018067075093,{"$f":"Input!$F$21*C5184","v":4.853395181724852},{"$f":"Input!$F$21*D5184","v":9.5433420042201256},10.497676204642138]
[null,5178,4.5733983565012541E-5,9.5433420042201263E-5,2.2866991782506272,4.7706380060977356,5.2477018067075099,11.433495891253136,23.853190030488676,26.238509033537547,22.866991782506272,47.706380060977352,52.477018067075093,{"$f":"Input!$F$21*C5188","v":4.5733983565012544},{"$f":"Input!$F$21*D5188","v":9.5433420042201256},10.497676204642138]
[null,5181,5.0633928006425517E-5,9.5433420042201263E-5,2.5316964003212759,4.7706380060977356,5.2477018067075099,12.65848200160638,23.853190030488676,26.238509033537547,25.31696400321276,47.706380060977352,52.477018067075093,{"$f":"Input!$F$21*C5191","v":5.0633928006425517},{"$f":"Input!$F$21*D5191","v":9.5433420042201256},10.497676204642138]
[null,5184,5.9733824826192467E-5,9.5433420042201263E-5,2.9866912413096234,4.7706380060977356,5.2477018067075099,14.933456206548117,23.853190030488676,26.238509033537547,29.866912413096234,47.706380060977352,52.477018067075093,{"$f":"Input!$F$21*C5194","v":5.9733824826192468},{"$f":"Input!$F$21*D5194","v":9.5433420042201256},10.497676204642138]
[null,5185,6.1133808952310451E-5,9.5433420042201263E-5,{"$f":"$E$9*C5195","v":3.0566904476155226},4.7706380060977356,{"$f":"F5195*1.1","v":5.2477018067075099},{"$f":"$H$9*C5195","v":15.283452238077613},23.853190030488676,{"$f":"I5195*1.1","v":26.238509033537547},{"$f":"$K$9*C5195","v":30.566904476155226},47.706380060977352,{"$f":"L5195*1.1","v":52.477018067075093},{"$f":"Input!$F$21*C5195","v":6.1133808952310451},{"$f":"Input!$F$21*D5195","v":9.5433420042201256},10.497676204642138]
[null,5188,6.2533793078428443E-5,9.5433420042201263E-5,3.1266896539214222,4.7706380060977356,5.2477018067075099,15.633448269607111,23.853190030488676,26.238509033537547,31.266896539214223,47.706380060977352,52.477018067075093,{"$f":"Input!$F$21*C5198","v":6.2533793078428443},{"$f":"Input!$F$21*D5198","v":9.5433420042201256},10.497676204642138]
[null,5191,6.2533793078428443E-5,9.5433420042201263E-5,3.1266896539214222,4.7706380060977356,5.2477018067075099,15.633448269607111,23.853190030488676,26.238509033537547,31.266896539214223,47.706380060977352,52.477018067075093,{"$f":"Input!$F$21*C5201","v":6.2533793078428443},{"$f":"Input!$F$21*D5201","v":9.5433420042201256},10.497676204642138]
[null,5197,4.5733983565012541E-5,9.4733427979142281E-5,2.2866991782506272,4.7356459798398554,5.2092105778238409,11.433495891253136,23.678229899199277,26.046052889119206,22.866991782506272,47.356459798398554,52.092105778238412,{"$f":"Input!$F$21*C5207","v":4.5733983565012544},{"$f":"Input!$F$21*D5207","v":9.4733427979142277},10.420677077705651]
[null,5199,4.5733983565012541E-5,9.4733427979142281E-5,2.2866991782506272,4.7356459798398554,5.2092105778238409,11.433495891253136,23.678229899199277,26.046052889119206,22.866991782506272,47.356459798398554,52.092105778238412,{"$f":"Input!$F$21*C5209","v":4.5733983565012544},{"$f":"Input!$F$21*D5209","v":9.4733427979142277},10.420677077705651]
[null,5203,4.7833959754189535E-5,9.4733427979142281E-5,2.3916979877094766,4.7356459798398554,5.2092105778238409,11.958489938547384,23.678229899199277,26.046052889119206,23.916979877094768,47.356459798398554,52.092105778238412,{"$f":"Input!$F$21*C5213","v":4.7833959754189532},{"$f":"Input!$F$21*D5213","v":9.4733427979142277},10.420677077705651]
[null,5206,6.0433816889251462E-5,9.4733427979142281E-5,3.0216908444625732,4.7356459798398554,5.2092105778238409,15.108454222312865,23.678229899199277,26.046052889119206,30.21690844462573,47.356459798398554,52.092105778238412,{"$f":"Input!$F$21*C5216","v":6.0433816889251464},{"$f":"Input!$F$21*D5216","v":9.4733427979142277},10.420677077705651]
[null,5209,6.2533793078428443E-5,9.4733427979142281E-5,3.1266896539214222,4.7356459798398554,5.2092105778238409,15.633448269607111,23.678229899199277,26.046052889119206,31.266896539214223,47.356459798398554,52.092105778238412,{"$f":"Input!$F$21*C5219","v":6.2533793078428443},{"$f":"Input!$F$21*D5219","v":9.4733427979142277},10.420677077705651]
[null,5210,6.3233785141487438E-5,9.4733427979142281E-5,3.161689257074372,4.7356459798398554,5.2092105778238409,15.808446285371859,23.678229899199277,26.046052889119206,31.616892570743719,47.356459798398554,52.092105778238412,{"$f":"Input!$F$21*C5220","v":6.323378514148744},{"$f":"Input!$F$21*D5220","v":9.4733427979142277},10.420677077705651]
[null,5213,6.6033753393723434E-5,9.4733427979142281E-5,3.3016876696861717,4.7356459798398554,5.2092105778238409,16.508438348430857,23.678229899199277,26.046052889119206,33.016876696861715,47.356459798398554,52.092105778238412,{"$f":"Input!$F$21*C5223","v":6.6033753393723433},{"$f":"Input!$F$21*D5223","v":9.4733427979142277},10.420677077705651]
[null,5218,5.6233864510897489E-5,9.4733427979142281E-5,2.8116932255448743,4.7356459798398554,5.2092105778238409,14.058466127724373,23.678229899199277,26.046052889119206,28.116932255448745,47.356459798398554,52.092105778238412,{"$f":"Input!$F$21*C5228","v":5.6233864510897487},{"$f":"Input!$F$21*D5228","v":9.4733427979142277},10.420677077705651]
[null,5221,4.5733983565012541E-5,9.4733427979142281E-5,2.2866991782506272,4.7356459798398554,5.2092105778238409,11.433495891253136,23.678229899199277,26.046052889119206,22.866991782506272,47.356459798398554,52.092105778238412,{"$f":"Input!$F$21*C5231","v":4.5733983565012544},{"$f":"Input!$F$21*D5231","v":9.4733427979142277},10.420677077705651]
[null,5224,4.5733983565012541E-5,9.4733427979142281E-5,2.2866991782506272,4.7356459798398554,5.2092105778238409,11.433495891253136,23.678229899199277,26.046052889119206,22.866991782506272,47.356459798398554,52.092105778238412,{"$f":"Input!$F$21*C5234","v":4.5733983565012544},{"$f":"Input!$F$21*D5234","v":9.4733427979142277},10.420677077705651]
[null,5228,4.9233943880307519E-5,9.4733427979142281E-5,2.4616971940153758,4.7356459798398554,5.2092105778238409,12.30848597007688,23.678229899199277,26.046052889119206,24.616971940153761,47.356459798398554,52.092105778238412,{"$f":"Input!$F$21*C5238","v":4.9233943880307516},{"$f":"Input!$F$21*D5238","v":9.4733427979142277},10.420677077705651]
[null,5231,7.1633689898195399E-5,9.4733427979142281E-5,3.5816844949097701,4.7356459798398554,5.2092105778238409,17.90842247454885,23.678229899199277,26.046052889119206,35.8168449490977,47.356459798398554,52.092105778238412,{"$f":"Input!$F$21*C5241","v":7.1633689898195403},{"$f":"Input!$F$21*D5241","v":9.4733427979142277},10.420677077705651]
[null,5234,7.6533634339608368E-5,9.4733427979142281E-5,3.8266817169804184,4.7356459798398554,5.2092105778238409,19.133408584902092,23.678229899199277,26.046052889119206,38.266817169804185,47.356459798398554,52.092105778238412,{"$f":"Input!$F$21*C5244","v":7.6533634339608367},{"$f":"Input!$F$21*D5244","v":9.4733427979142277},10.420677077705651]
[null,5235,7.5133650213490377E-5,9.4733427979142281E-5,3.7566825106745187,4.7356459798398554,5.2092105778238409,18.783412553372596,23.678229899199277,26.046052889119206,37.566825106745192,47.356459798398554,52.092105778238412,{"$f":"Input!$F$21*C5245","v":7.5133650213490375},{"$f":"Input!$F$21*D5245","v":9.4733427979142277},10.420677077705651]
[null,5238,7.0933697835136403E-5,9.4733427979142281E-5,3.5466848917568203,4.7356459798398554,5.2092105778238409,17.7334244587841,23.678229899199277,26.046052889119206,35.4668489175682,47.356459798398554,52.092105778238412,{"$f":"Input!$F$21*C5248","v":7.0933697835136407},{"$f":"Input!$F$21*D5248","v":9.4733427979142277},10.420677077705651]
[null,5243,5.133392006948452E-5,9.4033435916083286E-5,2.5666960034742261,4.7006539535819751,5.1707193489401728,12.83348001737113,23.503269767909877,25.853596744700866,25.66696003474226,47.006539535819755,51.707193489401732,{"$f":"Input!$F$21*C5253","v":5.1333920069484522},{"$f":"Input!$F$21*D5253","v":9.4033435916083281},10.343677950769163]
[null,5246,4.5733983565012541E-5,9.4033435916083286E-5,2.2866991782506272,4.7006539535819751,5.1707193489401728,11.433495891253136,23.503269767909877,25.853596744700866,22.866991782506272,47.006539535819755,51.707193489401732,{"$f":"Input!$F$21*C5256","v":4.5733983565012544},{"$f":"Input!$F$21*D5256","v":9.4033435916083281},10.343677950769163]
[null,5249,4.5733983565012541E-5,9.4033435916083286E-5,{"$f":"$E$9*C5259","v":2.2866991782506272},4.7006539535819751,{"$f":"F5259*1.1","v":5.1707193489401728},{"$f":"$H$9*C5259","v":11.433495891253136},23.503269767909877,{"$f":"I5259*1.1","v":25.853596744700866},{"$f":"$K$9*C5259","v":22.866991782506272},47.006539535819755,{"$f":"L5259*1.1","v":51.707193489401732},{"$f":"Input!$F$21*C5259","v":4.5733983565012544},{"$f":"Input!$F$21*D5259","v":9.4033435916083281},10.343677950769163]
[null,5253,6.3233785141487438E-5,9.4033435916083286E-5,3.161689257074372,4.7006539535819751,5.1707193489401728,15.808446285371859,23.503269767909877,25.853596744700866,31.616892570743719,47.006539535819755,51.707193489401732,{"$f":"Input!$F$21*C5263","v":6.323378514148744},{"$f":"Input!$F$21*D5263","v":9.4033435916083281},10.343677950769163]
[null,5256,7.7933618465726359E-5,9.4033435916083286E-5,3.896680923286318,4.7006539535819751,5.1707193489401728,19.483404616431589,23.503269767909877,25.853596744700866,38.966809232863177,47.006539535819755,51.707193489401732,{"$f":"Input!$F$21*C5266","v":7.793361846572636},{"$f":"Input!$F$21*D5266","v":9.4033435916083281},10.343677950769163]
[null,5257,8.0733586717962355E-5,9.4033435916083286E-5,4.0366793358981177,4.7006539535819751,5.1707193489401728,20.183396679490588,23.503269767909877,25.853596744700866,40.366793358981177,47.006539535819755,51.707193489401732,{"$f":"Input!$F$21*C5267","v":8.0733586717962353},{"$f":"Input!$F$21*D5267","v":9.4033435916083281},10.343677950769163]
[null,5260,8.7033515285493316E-5,9.4033435916083286E-5,4.351675764274666,4.7006539535819751,5.1707193489401728,21.758378821373331,23.503269767909877,25.853596744700866,43.516757642746661,47.006539535819755,51.707193489401732,{"$f":"Input!$F$21*C5270","v":8.7033515285493319},{"$f":"Input!$F$21*D5270","v":9.4033435916083281},10.343677950769163]
[null,5264,8.1433578781021351E-5,9.4033435916083286E-5,4.0716789390510675,4.7006539535819751,5.1707193489401728,20.358394695255338,23.503269767909877,25.853596744700866,40.716789390510677,47.006539535819755,51.707193489401732,{"$f":"Input!$F$21*C5274","v":8.143357878102135},{"$f":"Input!$F$21*D5274","v":9.4033435916083281},10.343677950769163]
[null,5268,4.5733983565012541E-5,9.4033435916083286E-5,2.2866991782506272,4.7006539535819751,5.1707193489401728,11.433495891253136,23.503269767909877,25.853596744700866,22.866991782506272,47.006539535819755,51.707193489401732,{"$f":"Input!$F$21*C5278","v":4.5733983565012544},{"$f":"Input!$F$21*D5278","v":9.4033435916083281},10.343677950769163]
[null,5271,4.5733983565012541E-5,9.4033435916083286E-5,2.2866991782506272,4.7006539535819751,5.1707193489401728,11.433495891253136,23.503269767909877,25.853596744700866,22.866991782506272,47.006539535819755,51.707193489401732,{"$f":"Input!$F$21*C5281","v":4.5733983565012544},{"$f":"Input!$F$21*D5281","v":9.4033435916083281},10.343677950769163]
[null,5274,4.5733983565012541E-5,9.4033435916083286E-5,2.2866991782506272,4.7006539535819751,5.1707193489401728,11.433495891253136,23.503269767909877,25.853596744700866,22.866991782506272,47.006539535819755,51.707193489401732,{"$f":"Input!$F$21*C5284","v":4.5733983565012544},{"$f":"Input!$F$21*D5284","v":9.4033435916083281},10.343677950769163]
[null,5278,6.7433737519841425E-5,9.333344385302429E-5,3.3716868759920713,4.6656619273240949,5.1322281200565047,16.858434379960357,23.328309636620475,25.661140600282526,33.716868759920715,46.656619273240949,51.322281200565051,{"$f":"Input!$F$21*C5288","v":6.7433737519841426},{"$f":"Input!$F$21*D5288","v":9.3333443853024285},10.266678823832672]
[null,5281,7.7933618465726359E-5,9.333344385302429E-5,3.896680923286318,4.6656619273240949,5.1322281200565047,19.483404616431589,23.328309636620475,25.661140600282526,38.966809232863177,46.656619273240949,51.322281200565051,{"$f":"Input!$F$21*C5291","v":7.793361846572636},{"$f":"Input!$F$21*D5291","v":9.3333443853024285},10.266678823832672]
[null,5282,7.8633610528785355E-5,9.333344385302429E-5,3.9316805264392678,4.6656619273240949,5.1322281200565047,19.658402632196339,23.328309636620475,25.661140600282526,39.316805264392677,46.656619273240949,51.322281200565051,{"$f":"Input!$F$21*C5292","v":7.8633610528785356},{"$f":"Input!$F$21*D5292","v":9.3333443853024285},10.266678823832672]
[null,5285,8.003359465490336E-5,9.333344385302429E-5,4.0016797327451679,4.6656619273240949,5.1322281200565047,20.008398663725838,23.328309636620475,25.661140600282526,40.016797327451677,46.656619273240949,51.322281200565051,{"$f":"Input!$F$21*C5295","v":8.0033594654903357},{"$f":"Input!$F$21*D5295","v":9.3333443853024285},10.266678823832672]
[null,5289,7.3733666087372386E-5,9.333344385302429E-5,3.6866833043686191,4.6656619273240949,5.1322281200565047,18.433416521843096,23.328309636620475,25.661140600282526,36.866833043686192,46.656619273240949,51.322281200565051,{"$f":"Input!$F$21*C5299","v":7.3733666087372383},{"$f":"Input!$F$21*D5299","v":9.3333443853024285},10.266678823832672]
[null,5293,4.5733983565012541E-5,9.333344385302429E-5,2.2866991782506272,4.6656619273240949,5.1322281200565047,11.433495891253136,23.328309636620475,25.661140600282526,22.866991782506272,46.656619273240949,51.322281200565051,{"$f":"Input!$F$21*C5303","v":4.5733983565012544},{"$f":"Input!$F$21*D5303","v":9.3333443853024285},10.266678823832672]
[null,5296,4.5733983565012541E-5,9.333344385302429E-5,2.2866991782506272,4.6656619273240949,5.1322281200565047,11.433495891253136,23.328309636620475,25.661140600282526,22.866991782506272,46.656619273240949,51.322281200565051,{"$f":"Input!$F$21*C5306","v":4.5733983565012544},{"$f":"Input!$F$21*D5306","v":9.3333443853024285},10.266678823832672]
[null,5299,4.5733983565012541E-5,9.333344385302429E-5,2.2866991782506272,4.6656619273240949,5.1322281200565047,11.433495891253136,23.328309636620475,25.661140600282526,22.866991782506272,46.656619273240949,51.322281200565051,{"$f":"Input!$F$21*C5309","v":4.5733983565012544},{"$f":"Input!$F$21*D5309","v":9.3333443853024285},10.266678823832672]
[null,5303,4.5733983565012541E-5,9.333344385302429E-5,2.2866991782506272,4.6656619273240949,5.1322281200565047,11.433495891253136,23.328309636620475,25.661140600282526,22.866991782506272,46.656619273240949,51.322281200565051,{"$f":"Input!$F$21*C5313","v":4.5733983565012544},{"$f":"Input!$F$21*D5313","v":9.3333443853024285},10.266678823832672]
[null,5306,4.5733983565012541E-5,9.333344385302429E-5,2.2866991782506272,4.6656619273240949,5.1322281200565047,11.433495891253136,23.328309636620475,25.661140600282526,22.866991782506272,46.656619273240949,51.322281200565051,{"$f":"Input!$F$21*C5316","v":4.5733983565012544},{"$f":"Input!$F$21*D5316","v":9.3333443853024285},10.266678823832672]
[null,5307,4.5733983565012541E-5,9.333344385302429E-5,2.2866991782506272,4.6656619273240949,5.1322281200565047,11.433495891253136,23.328309636620475,25.661140600282526,22.866991782506272,46.656619273240949,51.322281200565051,{"$f":"Input!$F$21*C5317","v":4.5733983565012544},{"$f":"Input!$F$21*D5317","v":9.3333443853024285},10.266678823832672]
[null,5310,4.8533951817248517E-5,9.333344385302429E-5,2.426697590862426,4.6656619273240949,5.1322281200565047,12.133487954312129,23.328309636620475,25.661140600282526,24.266975908624257,46.656619273240949,51.322281200565051,{"$f":"Input!$F$21*C5320","v":4.853395181724852},{"$f":"Input!$F$21*D5320","v":9.3333443853024285},10.266678823832672]
[null,5314,4.5733983565012541E-5,9.2633451789965294E-5,2.2866991782506272,4.6306699010662138,5.0937368911728358,11.433495891253136,23.153349505331068,25.468684455864178,22.866991782506272,46.306699010662136,50.937368911728356,{"$f":"Input!$F$21*C5324","v":4.5733983565012544},{"$f":"Input!$F$21*D5324","v":9.2633451789965289},{"$f":"O5324*1.1","v":10.189679696896183}]
[null,5318,4.5733983565012541E-5,9.2633451789965294E-5,2.2866991782506272,4.6306699010662138,5.0937368911728358,11.433495891253136,23.153349505331068,25.468684455864178,22.866991782506272,46.306699010662136,50.937368911728356,{"$f":"Input!$F$21*C5328","v":4.5733983565012544},{"$f":"Input!$F$21*D5328","v":9.2633451789965289},10.189679696896183]
[null,5321,4.5733983565012541E-5,9.2633451789965294E-5,2.2866991782506272,4.6306699010662138,5.0937368911728358,11.433495891253136,23.153349505331068,25.468684455864178,22.866991782506272,46.306699010662136,50.937368911728356,{"$f":"Input!$F$21*C5331","v":4.5733983565012544},{"$f":"Input!$F$21*D5331","v":9.2633451789965289},10.189679696896183]
[null,5325,4.9233943880307519E-5,9.2633451789965294E-5,2.4616971940153758,4.6306699010662138,5.0937368911728358,12.30848597007688,23.153349505331068,25.468684455864178,24.616971940153761,46.306699010662136,50.937368911728356,{"$f":"Input!$F$21*C5335","v":4.9233943880307516},{"$f":"Input!$F$21*D5335","v":9.2633451789965289},10.189679696896183]
[null,5328,5.5533872447838493E-5,9.2633451789965294E-5,2.7766936223919245,4.6306699010662138,5.0937368911728358,13.883468111959623,23.153349505331068,25.468684455864178,27.766936223919245,46.306699010662136,50.937368911728356,{"$f":"Input!$F$21*C5338","v":5.553387244783849},{"$f":"Input!$F$21*D5338","v":9.2633451789965289},10.189679696896183]
[null,5331,6.183380101536946E-5,9.2633451789965294E-5,3.0916900507684728,4.6306699010662138,5.0937368911728358,15.458450253842365,23.153349505331068,25.468684455864178,30.91690050768473,46.306699010662136,50.937368911728356,{"$f":"Input!$F$21*C5341","v":6.1833801015369456},{"$f":"Input!$F$21*D5341","v":9.2633451789965289},10.189679696896183]
[null,5335,7.3733666087372386E-5,9.2633451789965294E-5,3.6866833043686191,4.6306699010662138,5.0937368911728358,18.433416521843096,23.153349505331068,25.468684455864178,36.866833043686192,46.306699010662136,50.937368911728356,{"$f":"Input!$F$21*C5345","v":7.3733666087372383},{"$f":"Input!$F$21*D5345","v":9.2633451789965289},10.189679696896183]
[null,5336,6.7433737519841425E-5,9.2633451789965294E-5,3.3716868759920713,4.6306699010662138,5.0937368911728358,16.858434379960357,23.153349505331068,25.468684455864178,33.716868759920715,46.306699010662136,50.937368911728356,{"$f":"Input!$F$21*C5346","v":6.7433737519841426},{"$f":"Input!$F$21*D5346","v":9.2633451789965289},10.189679696896183]
[null,5339,4.5733983565012541E-5,9.2633451789965294E-5,2.2866991782506272,4.6306699010662138,5.0937368911728358,11.433495891253136,23.153349505331068,25.468684455864178,22.866991782506272,46.306699010662136,50.937368911728356,{"$f":"Input!$F$21*C5349","v":4.5733983565012544},{"$f":"Input!$F$21*D5349","v":9.2633451789965289},10.189679696896183]
[null,5343,4.5733983565012541E-5,9.2633451789965294E-5,2.2866991782506272,4.6306699010662138,5.0937368911728358,11.433495891253136,23.153349505331068,25.468684455864178,22.866991782506272,46.306699010662136,50.937368911728356,{"$f":"Input!$F$21*C5353","v":4.5733983565012544},{"$f":"Input!$F$21*D5353","v":9.2633451789965289},10.189679696896183]
[null,5346,4.9933935943366528E-5,9.1933459726906285E-5,2.4966967971683265,4.5956778748083353,5.0552456622891695,12.483483985841632,22.978389374041676,25.276228311445845,24.966967971683264,45.956778748083352,50.55245662289169,{"$f":"Input!$F$21*C5356","v":4.993393594336653},{"$f":"Input!$F$21*D5356","v":9.1933459726906293},10.112680569959693]
[null,5350,6.673374545678243E-5,9.1933459726906285E-5,3.3366872728391215,4.5956778748083353,5.0552456622891695,16.683436364195607,22.978389374041676,25.276228311445845,33.366872728391215,45.956778748083352,50.55245662289169,{"$f":"Input!$F$21*C5360","v":6.673374545678243},{"$f":"Input!$F$21*D5360","v":9.1933459726906293},10.112680569959693]
[null,5353,7.8633610528785355E-5,9.1933459726906285E-5,3.9316805264392678,4.5956778748083353,5.0552456622891695,19.658402632196339,22.978389374041676,25.276228311445845,39.316805264392677,45.956778748083352,50.55245662289169,{"$f":"Input!$F$21*C5363","v":7.8633610528785356},{"$f":"Input!$F$21*D5363","v":9.1933459726906293},10.112680569959693]
[null,5356,8.4933539096316329E-5,9.1933459726906285E-5,4.2466769548158165,4.5956778748083353,5.0552456622891695,21.233384774079081,22.978389374041676,25.276228311445845,42.466769548158162,45.956778748083352,50.55245662289169,{"$f":"Input!$F$21*C5366","v":8.4933539096316331},{"$f":"Input!$F$21*D5366","v":9.1933459726906293},10.112680569959693]
[null,5360,7.9333602591844364E-5,9.1933459726906285E-5,3.9666801295922181,4.5956778748083353,5.0552456622891695,19.833400647961092,22.978389374041676,25.276228311445845,39.666801295922184,45.956778748083352,50.55245662289169,{"$f":"Input!$F$21*C5370","v":7.9333602591844361},{"$f":"Input!$F$21*D5370","v":9.1933459726906293},10.112680569959693]
[null,5361,6.8133729582900421E-5,9.1933459726906285E-5,3.4066864791450211,4.5956778748083353,5.0552456622891695,17.033432395725104,22.978389374041676,25.276228311445845,34.066864791450207,45.956778748083352,50.55245662289169,{"$f":"Input!$F$21*C5371","v":6.8133729582900422},{"$f":"Input!$F$21*D5371","v":9.1933459726906293},10.112680569959693]
[null,5364,4.7133967691130532E-5,9.1933459726906285E-5,2.3566983845565268,4.5956778748083353,5.0552456622891695,11.783491922782632,22.978389374041676,25.276228311445845,23.566983845565264,45.956778748083352,50.55245662289169,{"$f":"Input!$F$21*C5374","v":4.7133967691130536},{"$f":"Input!$F$21*D5374","v":9.1933459726906293},10.112680569959693]
[null,5368,4.5733983565012541E-5,9.1933459726906285E-5,2.2866991782506272,4.5956778748083353,5.0552456622891695,11.433495891253136,22.978389374041676,25.276228311445845,22.866991782506272,45.956778748083352,50.55245662289169,{"$f":"Input!$F$21*C5378","v":4.5733983565012544},{"$f":"Input!$F$21*D5378","v":9.1933459726906293},10.112680569959693]
[null,5371,4.9933935943366528E-5,9.1933459726906285E-5,2.4966967971683265,4.5956778748083353,5.0552456622891695,12.483483985841632,22.978389374041676,25.276228311445845,24.966967971683264,45.956778748083352,50.55245662289169,{"$f":"Input!$F$21*C5381","v":4.993393594336653},{"$f":"Input!$F$21*D5381","v":9.1933459726906293},10.112680569959693]
[null,5375,7.1633689898195399E-5,9.1933459726906285E-5,3.5816844949097701,4.5956778748083353,5.0552456622891695,17.90842247454885,22.978389374041676,25.276228311445845,35.8168449490977,45.956778748083352,50.55245662289169,{"$f":"Input!$F$21*C5385","v":7.1633689898195403},{"$f":"Input!$F$21*D5385","v":9.1933459726906293},10.112680569959693]
[null,5378,7.6533634339608368E-5,9.1933459726906285E-5,3.8266817169804184,4.5956778748083353,5.0552456622891695,19.133408584902092,22.978389374041676,25.276228311445845,38.266817169804185,45.956778748083352,50.55245662289169,{"$f":"Input!$F$21*C5388","v":7.6533634339608367},{"$f":"Input!$F$21*D5388","v":9.1933459726906293},{"$f":"O5388*1.1","v":10.112680569959693}]
[null,5381,7.303367402431339E-5,9.1933459726906285E-5,3.6516837012156693,4.5956778748083353,5.0552456622891695,18.258418506078346,22.978389374041676,25.276228311445845,36.516837012156692,45.956778748083352,50.55245662289169,{"$f":"Input!$F$21*C5391","v":7.3033674024313386},{"$f":"Input!$F$21*D5391","v":9.1933459726906293},10.112680569959693]
[null,5383,6.883372164595943E-5,9.1233467663847303E-5,3.4416860822979713,4.5606858485504542,5.0167544334054996,17.208430411489857,22.803429242752273,25.083772167027501,34.416860822979714,45.606858485504546,50.167544334055002,{"$f":"Input!$F$21*C5393","v":6.8833721645959427},{"$f":"Input!$F$21*D5393","v":9.1233467663847296},10.035681443023204]
[null,5386,4.6433975628071544E-5,9.1233467663847303E-5,2.321698781403577,4.5606858485504542,5.0167544334054996,11.608493907017886,22.803429242752273,25.083772167027501,23.216987814035772,45.606858485504546,50.167544334055002,{"$f":"Input!$F$21*C5396","v":4.643397562807154},{"$f":"Input!$F$21*D5396","v":9.1233467663847296},10.035681443023204]
[null,5390,4.5733983565012541E-5,9.1233467663847303E-5,2.2866991782506272,4.5606858485504542,5.0167544334054996,11.433495891253136,22.803429242752273,25.083772167027501,22.866991782506272,45.606858485504546,50.167544334055002,{"$f":"Input!$F$21*C5400","v":4.5733983565012544},{"$f":"Input!$F$21*D5400","v":9.1233467663847296},10.035681443023204]
[null,5393,4.5733983565012541E-5,9.1233467663847303E-5,2.2866991782506272,4.5606858485504542,5.0167544334054996,11.433495891253136,22.803429242752273,25.083772167027501,22.866991782506272,45.606858485504546,50.167544334055002,{"$f":"Input!$F$21*C5403","v":4.5733983565012544},{"$f":"Input!$F$21*D5403","v":9.1233467663847296},10.035681443023204]
[null,5396,4.5733983565012541E-5,9.1233467663847303E-5,2.2866991782506272,4.5606858485504542,5.0167544334054996,11.433495891253136,22.803429242752273,25.083772167027501,22.866991782506272,45.606858485504546,50.167544334055002,{"$f":"Input!$F$21*C5406","v":4.5733983565012544},{"$f":"Input!$F$21*D5406","v":9.1233467663847296},10.035681443023204]
[null,5400,4.5733983565012541E-5,9.1233467663847303E-5,2.2866991782506272,4.5606858485504542,5.0167544334054996,11.433495891253136,22.803429242752273,25.083772167027501,22.866991782506272,45.606858485504546,50.167544334055002,{"$f":"Input!$F$21*C5410","v":4.5733983565012544},{"$f":"Input!$F$21*D5410","v":9.1233467663847296},10.035681443023204]
[null,5402,4.5733983565012541E-5,9.1233467663847303E-5,2.2866991782506272,4.5606858485504542,5.0167544334054996,11.433495891253136,22.803429242752273,25.083772167027501,22.866991782506272,45.606858485504546,50.167544334055002,{"$f":"Input!$F$21*C5412","v":4.5733983565012544},{"$f":"Input!$F$21*D5412","v":9.1233467663847296},10.035681443023204]
[null,5407,4.5733983565012541E-5,9.1233467663847303E-5,2.2866991782506272,4.5606858485504542,5.0167544334054996,11.433495891253136,22.803429242752273,25.083772167027501,22.866991782506272,45.606858485504546,50.167544334055002,{"$f":"Input!$F$21*C5417","v":4.5733983565012544},{"$f":"Input!$F$21*D5417","v":9.1233467663847296},10.035681443023204]
[null,5408,4.5733983565012541E-5,9.1233467663847303E-5,2.2866991782506272,4.5606858485504542,5.0167544334054996,11.433495891253136,22.803429242752273,25.083772167027501,22.866991782506272,45.606858485504546,50.167544334055002,{"$f":"Input!$F$21*C5418","v":4.5733983565012544},{"$f":"Input!$F$21*D5418","v":9.1233467663847296},10.035681443023204]
[null,5411,4.5733983565012541E-5,9.1233467663847303E-5,2.2866991782506272,4.5606858485504542,5.0167544334054996,11.433495891253136,22.803429242752273,25.083772167027501,22.866991782506272,45.606858485504546,50.167544334055002,{"$f":"Input!$F$21*C5421","v":4.5733983565012544},{"$f":"Input!$F$21*D5421","v":9.1233467663847296},10.035681443023204]
[null,5415,4.5733983565012541E-5,9.1233467663847303E-5,2.2866991782506272,4.5606858485504542,5.0167544334054996,11.433495891253136,22.803429242752273,25.083772167027501,22.866991782506272,45.606858485504546,50.167544334055002,{"$f":"Input!$F$21*C5425","v":4.5733983565012544},{"$f":"Input!$F$21*D5425","v":9.1233467663847296},10.035681443023204]
[null,5418,4.5733983565012541E-5,9.1233467663847303E-5,2.2866991782506272,4.5606858485504542,5.0167544334054996,11.433495891253136,22.803429242752273,25.083772167027501,22.866991782506272,45.606858485504546,50.167544334055002,{"$f":"Input!$F$21*C5428","v":4.5733983565012544},{"$f":"Input!$F$21*D5428","v":9.1233467663847296},10.035681443023204]
[null,5421,4.5733983565012541E-5,9.1233467663847303E-5,2.2866991782506272,4.5606858485504542,5.0167544334054996,11.433495891253136,22.803429242752273,25.083772167027501,22.866991782506272,45.606858485504546,50.167544334055002,{"$f":"Input!$F$21*C5431","v":4.5733983565012544},{"$f":"Input!$F$21*D5431","v":9.1233467663847296},10.035681443023204]
[null,5425,4.5733983565012541E-5,9.0533475600788294E-5,2.2866991782506272,4.525693822292574,4.9782632045218316,11.433495891253136,22.62846911146287,24.891316022609161,22.866991782506272,45.25693822292574,49.782632045218321,{"$f":"Input!$F$21*C5435","v":4.5733983565012544},{"$f":"Input!$F$21*D5435","v":9.05334756007883},9.9586823160867137]
[null,5427,4.5733983565012541E-5,9.0533475600788294E-5,2.2866991782506272,4.525693822292574,4.9782632045218316,11.433495891253136,22.62846911146287,24.891316022609161,22.866991782506272,45.25693822292574,49.782632045218321,{"$f":"Input!$F$21*C5437","v":4.5733983565012544},{"$f":"Input!$F$21*D5437","v":9.05334756007883},9.9586823160867137]
[null,5430,4.5733983565012541E-5,9.0533475600788294E-5,2.2866991782506272,4.525693822292574,4.9782632045218316,11.433495891253136,22.62846911146287,24.891316022609161,22.866991782506272,45.25693822292574,49.782632045218321,{"$f":"Input!$F$21*C5440","v":4.5733983565012544},{"$f":"Input!$F$21*D5440","v":9.05334756007883},9.9586823160867137]
[null,5433,4.5733983565012541E-5,9.0533475600788294E-5,2.2866991782506272,4.525693822292574,4.9782632045218316,11.433495891253136,22.62846911146287,24.891316022609161,22.866991782506272,45.25693822292574,49.782632045218321,{"$f":"Input!$F$21*C5443","v":4.5733983565012544},{"$f":"Input!$F$21*D5443","v":9.05334756007883},9.9586823160867137]
[null,5436,4.5733983565012541E-5,9.0533475600788294E-5,2.2866991782506272,4.525693822292574,4.9782632045218316,11.433495891253136,22.62846911146287,24.891316022609161,22.866991782506272,45.25693822292574,49.782632045218321,{"$f":"Input!$F$21*C5446","v":4.5733983565012544},{"$f":"Input!$F$21*D5446","v":9.05334756007883},9.9586823160867137]
[null,5440,4.5733983565012541E-5,9.0533475600788294E-5,2.2866991782506272,4.525693822292574,4.9782632045218316,11.433495891253136,22.62846911146287,24.891316022609161,22.866991782506272,45.25693822292574,49.782632045218321,{"$f":"Input!$F$21*C5450","v":4.5733983565012544},{"$f":"Input!$F$21*D5450","v":9.05334756007883},9.9586823160867137]
[null,5443,4.5733983565012541E-5,9.0533475600788294E-5,2.2866991782506272,4.525693822292574,4.9782632045218316,11.433495891253136,22.62846911146287,24.891316022609161,22.866991782506272,45.25693822292574,49.782632045218321,{"$f":"Input!$F$21*C5453","v":4.5733983565012544},{"$f":"Input!$F$21*D5453","v":9.05334756007883},9.9586823160867137]
[null,5446,6.5333761330664439E-5,9.0533475600788294E-5,3.2666880665332219,4.525693822292574,4.9782632045218316,16.333440332666111,22.62846911146287,24.891316022609161,32.666880665332222,45.25693822292574,49.782632045218321,{"$f":"Input!$F$21*C5456","v":6.5333761330664437},{"$f":"Input!$F$21*D5456","v":9.05334756007883},9.9586823160867137]
[null,5448,7.0933697835136403E-5,9.0533475600788294E-5,3.5466848917568203,4.525693822292574,4.9782632045218316,17.7334244587841,22.62846911146287,24.891316022609161,35.4668489175682,45.25693822292574,49.782632045218321,{"$f":"Input!$F$21*C5458","v":7.0933697835136407},{"$f":"Input!$F$21*D5458","v":9.05334756007883},9.9586823160867137]
[null,5454,8.7033515285493316E-5,9.0533475600788294E-5,4.351675764274666,4.525693822292574,4.9782632045218316,21.758378821373331,22.62846911146287,24.891316022609161,43.516757642746661,45.25693822292574,49.782632045218321,{"$f":"Input!$F$21*C5464","v":8.7033515285493319},{"$f":"Input!$F$21*D5464","v":9.05334756007883},9.9586823160867137]
[null,5455,9.4033435916083286E-5,9.0533475600788294E-5,4.7016717958041641,4.525693822292574,4.9782632045218316,23.508358979020823,22.62846911146287,24.891316022609161,47.016717958041646,45.25693822292574,49.782632045218321,{"$f":"Input!$F$21*C5465","v":9.4033435916083281},{"$f":"Input!$F$21*D5465","v":9.05334756007883},9.9586823160867137]
[null,5458,5.34338962586615E-5,9.0533475600788294E-5,2.6716948129330751,4.525693822292574,4.9782632045218316,13.358474064665375,22.62846911146287,24.891316022609161,26.716948129330749,45.25693822292574,49.782632045218321,{"$f":"Input!$F$21*C5468","v":5.3433896258661502},{"$f":"Input!$F$21*D5468","v":9.05334756007883},9.9586823160867137]
[null,5461,4.5733983565012541E-5,9.0533475600788294E-5,2.2866991782506272,4.525693822292574,4.9782632045218316,11.433495891253136,22.62846911146287,24.891316022609161,22.866991782506272,45.25693822292574,49.782632045218321,{"$f":"Input!$F$21*C5471","v":4.5733983565012544},{"$f":"Input!$F$21*D5471","v":9.05334756007883},9.9586823160867137]
[null,5465,4.5733983565012541E-5,9.0533475600788294E-5,2.2866991782506272,4.525693822292574,4.9782632045218316,11.433495891253136,22.62846911146287,24.891316022609161,22.866991782506272,45.25693822292574,49.782632045218321,{"$f":"Input!$F$21*C5475","v":4.5733983565012544},{"$f":"Input!$F$21*D5475","v":9.05334756007883},9.9586823160867137]
[null,5468,4.6433975628071544E-5,8.9833483537729298E-5,2.321698781403577,4.4907017960346947,4.9397719756381644,11.608493907017886,22.453508980173474,24.698859878190824,23.216987814035772,44.907017960346948,49.397719756381647,{"$f":"Input!$F$21*C5478","v":4.643397562807154},{"$f":"Input!$F$21*D5478","v":8.9833483537729304},9.881683189150225]
[null,5471,7.7933618465726359E-5,8.9833483537729298E-5,3.896680923286318,4.4907017960346947,4.9397719756381644,19.483404616431589,22.453508980173474,24.698859878190824,38.966809232863177,44.907017960346948,49.397719756381647,{"$f":"Input!$F$21*C5481","v":7.793361846572636},{"$f":"Input!$F$21*D5481","v":8.9833483537729304},9.881683189150225]
[null,5473,8.4933539096316329E-5,8.9833483537729298E-5,4.2466769548158165,4.4907017960346947,4.9397719756381644,21.233384774079081,22.453508980173474,24.698859878190824,42.466769548158162,44.907017960346948,49.397719756381647,{"$f":"Input!$F$21*C5483","v":8.4933539096316331},{"$f":"Input!$F$21*D5483","v":8.9833483537729304},9.881683189150225]
[null,5479,1.0173334860973222E-4,8.9833483537729298E-5,5.0866674304866111,4.4907017960346947,4.9397719756381644,25.433337152433054,22.453508980173474,24.698859878190824,50.866674304866109,44.907017960346948,49.397719756381647,{"$f":"Input!$F$21*C5489","v":10.173334860973222},{"$f":"Input!$F$21*D5489","v":8.9833483537729304},9.881683189150225]
[null,5480,8.7733507348552325E-5,8.9833483537729298E-5,4.3866753674276167,4.4907017960346947,4.9397719756381644,21.933376837138081,22.453508980173474,24.698859878190824,43.866753674276161,44.907017960346948,49.397719756381647,{"$f":"Input!$F$21*C5490","v":8.7733507348552333},{"$f":"Input!$F$21*D5490","v":8.9833483537729304},9.881683189150225]
[null,5483,5.0633928006425517E-5,8.9833483537729298E-5,2.5316964003212759,4.4907017960346947,4.9397719756381644,12.65848200160638,22.453508980173474,24.698859878190824,25.31696400321276,44.907017960346948,49.397719756381647,{"$f":"Input!$F$21*C5493","v":5.0633928006425517},{"$f":"Input!$F$21*D5493","v":8.9833483537729304},9.881683189150225]
[null,5486,4.5733983565012541E-5,8.9833483537729298E-5,2.2866991782506272,4.4907017960346947,4.9397719756381644,11.433495891253136,22.453508980173474,24.698859878190824,22.866991782506272,44.907017960346948,49.397719756381647,{"$f":"Input!$F$21*C5496","v":4.5733983565012544},{"$f":"Input!$F$21*D5496","v":8.9833483537729304},9.881683189150225]
[null,5490,4.5733983565012541E-5,8.9833483537729298E-5,2.2866991782506272,4.4907017960346947,4.9397719756381644,11.433495891253136,22.453508980173474,24.698859878190824,22.866991782506272,44.907017960346948,49.397719756381647,{"$f":"Input!$F$21*C5500","v":4.5733983565012544},{"$f":"Input!$F$21*D5500","v":8.9833483537729304},9.881683189150225]
[null,5493,4.5733983565012541E-5,8.9833483537729298E-5,2.2866991782506272,4.4907017960346947,4.9397719756381644,11.433495891253136,22.453508980173474,24.698859878190824,22.866991782506272,44.907017960346948,49.397719756381647,{"$f":"Input!$F$21*C5503","v":4.5733983565012544},{"$f":"Input!$F$21*D5503","v":8.9833483537729304},9.881683189150225]
[null,5498,7.5833642276549373E-5,8.9833483537729298E-5,3.7916821138274686,4.4907017960346947,4.9397719756381644,18.958410569137342,22.453508980173474,24.698859878190824,37.916821138274685,44.907017960346948,49.397719756381647,{"$f":"Input!$F$21*C5508","v":7.5833642276549371},{"$f":"Input!$F$21*D5508","v":8.9833483537729304},9.881683189150225]
[null,5501,7.303367402431339E-5,8.9833483537729298E-5,3.6516837012156693,4.4907017960346947,4.9397719756381644,18.258418506078346,22.453508980173474,24.698859878190824,36.516837012156692,44.907017960346948,49.397719756381647,{"$f":"Input!$F$21*C5511","v":7.3033674024313386},{"$f":"Input!$F$21*D5511","v":8.9833483537729304},9.881683189150225]
[null,5504,6.1133808952310451E-5,8.9833483537729298E-5,3.0566904476155226,4.4907017960346947,4.9397719756381644,15.283452238077613,22.453508980173474,24.698859878190824,30.566904476155226,44.907017960346948,49.397719756381647,{"$f":"Input!$F$21*C5514","v":6.1133808952310451},{"$f":"Input!$F$21*D5514","v":8.9833483537729304},9.881683189150225]
[null,5505,4.5733983565012541E-5,8.9833483537729298E-5,{"$f":"$E$9*C5515","v":2.2866991782506272},4.4907017960346947,{"$f":"F5515*1.1","v":4.9397719756381644},{"$f":"$H$9*C5515","v":11.433495891253136},22.453508980173474,{"$f":"I5515*1.1","v":24.698859878190824},{"$f":"$K$9*C5515","v":22.866991782506272},44.907017960346948,{"$f":"L5515*1.1","v":49.397719756381647},{"$f":"Input!$F$21*C5515","v":4.5733983565012544},{"$f":"Input!$F$21*D5515","v":8.9833483537729304},9.881683189150225]
[null,5508,4.5733983565012541E-5,8.9833483537729298E-5,2.2866991782506272,4.4907017960346947,4.9397719756381644,11.433495891253136,22.453508980173474,24.698859878190824,22.866991782506272,44.907017960346948,49.397719756381647,{"$f":"Input!$F$21*C5518","v":4.5733983565012544},{"$f":"Input!$F$21*D5518","v":8.9833483537729304},9.881683189150225]
[null,5511,4.5733983565012541E-5,8.9833483537729298E-5,2.2866991782506272,4.4907017960346947,4.9397719756381644,11.433495891253136,22.453508980173474,24.698859878190824,22.866991782506272,44.907017960346948,49.397719756381647,{"$f":"Input!$F$21*C5521","v":4.5733983565012544},{"$f":"Input!$F$21*D5521","v":8.9833483537729304},9.881683189150225]
[null,5515,4.5733983565012541E-5,8.9133491474670303E-5,2.2866991782506272,4.4557097697768135,4.9012807467544954,11.433495891253136,22.278548848884068,24.506403733772476,22.866991782506272,44.557097697768135,49.012807467544953,{"$f":"Input!$F$21*C5525","v":4.5733983565012544},{"$f":"Input!$F$21*D5525","v":8.9133491474670308},9.8046840622137346]
[null,5519,4.5733983565012541E-5,8.9133491474670303E-5,2.2866991782506272,4.4557097697768135,4.9012807467544954,11.433495891253136,22.278548848884068,24.506403733772476,22.866991782506272,44.557097697768135,49.012807467544953,{"$f":"Input!$F$21*C5529","v":4.5733983565012544},{"$f":"Input!$F$21*D5529","v":8.9133491474670308},9.8046840622137346]
[null,5523,5.133392006948452E-5,8.9133491474670303E-5,2.5666960034742261,4.4557097697768135,4.9012807467544954,12.83348001737113,22.278548848884068,24.506403733772476,25.66696003474226,44.557097697768135,49.012807467544953,{"$f":"Input!$F$21*C5533","v":5.1333920069484522},{"$f":"Input!$F$21*D5533","v":8.9133491474670308},9.8046840622137346]
[null,5526,5.133392006948452E-5,8.9133491474670303E-5,2.5666960034742261,4.4557097697768135,4.9012807467544954,12.83348001737113,22.278548848884068,24.506403733772476,25.66696003474226,44.557097697768135,49.012807467544953,{"$f":"Input!$F$21*C5536","v":5.1333920069484522},{"$f":"Input!$F$21*D5536","v":8.9133491474670308},9.8046840622137346]
[null,5529,4.5733983565012541E-5,8.9133491474670303E-5,2.2866991782506272,4.4557097697768135,4.9012807467544954,11.433495891253136,22.278548848884068,24.506403733772476,22.866991782506272,44.557097697768135,49.012807467544953,{"$f":"Input!$F$21*C5539","v":4.5733983565012544},{"$f":"Input!$F$21*D5539","v":8.9133491474670308},9.8046840622137346]
[null,5530,4.5733983565012541E-5,8.9133491474670303E-5,2.2866991782506272,4.4557097697768135,4.9012807467544954,11.433495891253136,22.278548848884068,24.506403733772476,22.866991782506272,44.557097697768135,49.012807467544953,{"$f":"Input!$F$21*C5540","v":4.5733983565012544},{"$f":"Input!$F$21*D5540","v":8.9133491474670308},9.8046840622137346]
[null,5533,4.5733983565012541E-5,8.9133491474670303E-5,2.2866991782506272,4.4557097697768135,4.9012807467544954,11.433495891253136,22.278548848884068,24.506403733772476,22.866991782506272,44.557097697768135,49.012807467544953,{"$f":"Input!$F$21*C5543","v":4.5733983565012544},{"$f":"Input!$F$21*D5543","v":8.9133491474670308},9.8046840622137346]
[null,5537,4.5733983565012541E-5,8.9133491474670303E-5,2.2866991782506272,4.4557097697768135,4.9012807467544954,11.433495891253136,22.278548848884068,24.506403733772476,22.866991782506272,44.557097697768135,49.012807467544953,{"$f":"Input!$F$21*C5547","v":4.5733983565012544},{"$f":"Input!$F$21*D5547","v":8.9133491474670308},9.8046840622137346]
[null,5540,4.5733983565012541E-5,8.9133491474670303E-5,2.2866991782506272,4.4557097697768135,4.9012807467544954,11.433495891253136,22.278548848884068,24.506403733772476,22.866991782506272,44.557097697768135,49.012807467544953,{"$f":"Input!$F$21*C5550","v":4.5733983565012544},{"$f":"Input!$F$21*D5550","v":8.9133491474670308},9.8046840622137346]
[null,5544,6.7433737519841425E-5,8.9133491474670303E-5,3.3716868759920713,4.4557097697768135,4.9012807467544954,16.858434379960357,22.278548848884068,24.506403733772476,33.716868759920715,44.557097697768135,49.012807467544953,{"$f":"Input!$F$21*C5554","v":6.7433737519841426},{"$f":"Input!$F$21*D5554","v":8.9133491474670308},9.8046840622137346]
[null,5548,7.7933618465726359E-5,8.9133491474670303E-5,3.896680923286318,4.4557097697768135,4.9012807467544954,19.483404616431589,22.278548848884068,24.506403733772476,38.966809232863177,44.557097697768135,49.012807467544953,{"$f":"Input!$F$21*C5558","v":7.793361846572636},{"$f":"Input!$F$21*D5558","v":8.9133491474670308},9.8046840622137346]
[null,5551,8.2133570844080333E-5,8.9133491474670303E-5,4.1066785422040164,4.4557097697768135,4.9012807467544954,20.533392711020085,22.278548848884068,24.506403733772476,41.066785422040169,44.557097697768135,49.012807467544953,{"$f":"Input!$F$21*C5561","v":8.2133570844080328},{"$f":"Input!$F$21*D5561","v":8.9133491474670308},9.8046840622137346]
[null,5554,4.6433975628071544E-5,8.8433499411611294E-5,2.321698781403577,4.4207177435189333,4.8627895178708274,11.608493907017886,22.103588717594668,24.313947589354136,23.216987814035772,44.207177435189337,48.627895178708272,{"$f":"Input!$F$21*C5564","v":4.643397562807154},{"$f":"Input!$F$21*D5564","v":8.8433499411611294},9.7276849352772423]
[null,5555,4.5733983565012541E-5,8.8433499411611294E-5,2.2866991782506272,4.4207177435189333,4.8627895178708274,11.433495891253136,22.103588717594668,24.313947589354136,22.866991782506272,44.207177435189337,48.627895178708272,{"$f":"Input!$F$21*C5565","v":4.5733983565012544},{"$f":"Input!$F$21*D5565","v":8.8433499411611294},9.7276849352772423]
[null,5558,4.5733983565012541E-5,8.8433499411611294E-5,2.2866991782506272,4.4207177435189333,4.8627895178708274,11.433495891253136,22.103588717594668,24.313947589354136,22.866991782506272,44.207177435189337,48.627895178708272,{"$f":"Input!$F$21*C5568","v":4.5733983565012544},{"$f":"Input!$F$21*D5568","v":8.8433499411611294},9.7276849352772423]
[null,5562,4.5733983565012541E-5,8.8433499411611294E-5,2.2866991782506272,4.4207177435189333,4.8627895178708274,11.433495891253136,22.103588717594668,24.313947589354136,22.866991782506272,44.207177435189337,48.627895178708272,{"$f":"Input!$F$21*C5572","v":4.5733983565012544},{"$f":"Input!$F$21*D5572","v":8.8433499411611294},9.7276849352772423]
[null,5565,4.5733983565012541E-5,8.8433499411611294E-5,2.2866991782506272,4.4207177435189333,4.8627895178708274,11.433495891253136,22.103588717594668,24.313947589354136,22.866991782506272,44.207177435189337,48.627895178708272,{"$f":"Input!$F$21*C5575","v":4.5733983565012544},{"$f":"Input!$F$21*D5575","v":8.8433499411611294},9.7276849352772423]
[null,5569,5.133392006948452E-5,8.8433499411611294E-5,{"$f":"$E$9*C5579","v":2.5666960034742261},4.4207177435189333,{"$f":"F5579*1.1","v":4.8627895178708274},{"$f":"$H$9*C5579","v":12.83348001737113},22.103588717594668,{"$f":"I5579*1.1","v":24.313947589354136},{"$f":"$K$9*C5579","v":25.66696003474226},44.207177435189337,{"$f":"L5579*1.1","v":48.627895178708272},{"$f":"Input!$F$21*C5579","v":5.1333920069484522},{"$f":"Input!$F$21*D5579","v":8.8433499411611294},9.7276849352772423]
[null,5573,4.9233943880307519E-5,8.8433499411611294E-5,2.4616971940153758,4.4207177435189333,4.8627895178708274,12.30848597007688,22.103588717594668,24.313947589354136,24.616971940153761,44.207177435189337,48.627895178708272,{"$f":"Input!$F$21*C5583","v":4.9233943880307516},{"$f":"Input!$F$21*D5583","v":8.8433499411611294},9.7276849352772423]
[null,5576,4.5733983565012541E-5,8.8433499411611294E-5,2.2866991782506272,4.4207177435189333,4.8627895178708274,11.433495891253136,22.103588717594668,24.313947589354136,22.866991782506272,44.207177435189337,48.627895178708272,{"$f":"Input!$F$21*C5586","v":4.5733983565012544},{"$f":"Input!$F$21*D5586","v":8.8433499411611294},9.7276849352772423]
[null,5579,4.5733983565012541E-5,8.8433499411611294E-5,2.2866991782506272,4.4207177435189333,4.8627895178708274,11.433495891253136,22.103588717594668,24.313947589354136,22.866991782506272,44.207177435189337,48.627895178708272,{"$f":"Input!$F$21*C5589","v":4.5733983565012544},{"$f":"Input!$F$21*D5589","v":8.8433499411611294},9.7276849352772423]
[null,5580,4.5733983565012541E-5,8.8433499411611294E-5,2.2866991782506272,4.4207177435189333,4.8627895178708274,11.433495891253136,22.103588717594668,24.313947589354136,22.866991782506272,44.207177435189337,48.627895178708272,{"$f":"Input!$F$21*C5590","v":4.5733983565012544},{"$f":"Input!$F$21*D5590","v":8.8433499411611294},9.7276849352772423]
[null,5583,4.5733983565012541E-5,8.8433499411611294E-5,2.2866991782506272,4.4207177435189333,4.8627895178708274,11.433495891253136,22.103588717594668,24.313947589354136,22.866991782506272,44.207177435189337,48.627895178708272,{"$f":"Input!$F$21*C5593","v":4.5733983565012544},{"$f":"Input!$F$21*D5593","v":8.8433499411611294},9.7276849352772423]
[null,5587,4.5733983565012541E-5,8.8433499411611294E-5,2.2866991782506272,4.4207177435189333,4.8627895178708274,11.433495891253136,22.103588717594668,24.313947589354136,22.866991782506272,44.207177435189337,48.627895178708272,{"$f":"Input!$F$21*C5597","v":4.5733983565012544},{"$f":"Input!$F$21*D5597","v":8.8433499411611294},9.7276849352772423]
[null,5590,4.5733983565012541E-5,8.8433499411611294E-5,2.2866991782506272,4.4207177435189333,4.8627895178708274,11.433495891253136,22.103588717594668,24.313947589354136,22.866991782506272,44.207177435189337,48.627895178708272,{"$f":"Input!$F$21*C5600","v":4.5733983565012544},{"$f":"Input!$F$21*D5600","v":8.8433499411611294},9.7276849352772423]
[null,5594,4.9933935943366528E-5,8.8433499411611294E-5,2.4966967971683265,4.4207177435189333,4.8627895178708274,12.483483985841632,22.103588717594668,24.313947589354136,24.966967971683264,44.207177435189337,48.627895178708272,{"$f":"Input!$F$21*C5604","v":4.993393594336653},{"$f":"Input!$F$21*D5604","v":8.8433499411611294},9.7276849352772423]
[null,5598,4.6433975628071544E-5,8.8433499411611294E-5,2.321698781403577,4.4207177435189333,4.8627895178708274,11.608493907017886,22.103588717594668,24.313947589354136,23.216987814035772,44.207177435189337,48.627895178708272,{"$f":"Input!$F$21*C5608","v":4.643397562807154},{"$f":"Input!$F$21*D5608","v":8.8433499411611294},9.7276849352772423]
[null,5601,4.5733983565012541E-5,8.8433499411611294E-5,2.2866991782506272,4.4207177435189333,4.8627895178708274,11.433495891253136,22.103588717594668,24.313947589354136,22.866991782506272,44.207177435189337,48.627895178708272,{"$f":"Input!$F$21*C5611","v":4.5733983565012544},{"$f":"Input!$F$21*D5611","v":8.8433499411611294},9.7276849352772423]
[null,5602,4.5733983565012541E-5,8.8433499411611294E-5,2.2866991782506272,4.4207177435189333,4.8627895178708274,11.433495891253136,22.103588717594668,24.313947589354136,22.866991782506272,44.207177435189337,48.627895178708272,{"$f":"Input!$F$21*C5612","v":4.5733983565012544},{"$f":"Input!$F$21*D5612","v":8.8433499411611294},9.7276849352772423]
[null,5605,4.5733983565012541E-5,8.7733507348552325E-5,2.2866991782506272,4.385725717261054,4.8242982889871602,11.433495891253136,21.928628586305269,24.121491444935799,22.866991782506272,43.857257172610538,48.242982889871598,{"$f":"Input!$F$21*C5615","v":4.5733983565012544},{"$f":"Input!$F$21*D5615","v":8.7733507348552333},9.6506858083407572]
[null,5608,4.5733983565012541E-5,8.7733507348552325E-5,2.2866991782506272,4.385725717261054,4.8242982889871602,11.433495891253136,21.928628586305269,24.121491444935799,22.866991782506272,43.857257172610538,48.242982889871598,{"$f":"Input!$F$21*C5618","v":4.5733983565012544},{"$f":"Input!$F$21*D5618","v":8.7733507348552333},9.6506858083407572]
[null,5611,4.9933935943366528E-5,8.7733507348552325E-5,2.4966967971683265,4.385725717261054,4.8242982889871602,12.483483985841632,21.928628586305269,24.121491444935799,24.966967971683264,43.857257172610538,48.242982889871598,{"$f":"Input!$F$21*C5621","v":4.993393594336653},{"$f":"Input!$F$21*D5621","v":8.7733507348552333},9.6506858083407572]
[null,5616,7.9333602591844364E-5,8.7733507348552325E-5,3.9666801295922181,4.385725717261054,4.8242982889871602,19.833400647961092,21.928628586305269,24.121491444935799,39.666801295922184,43.857257172610538,48.242982889871598,{"$f":"Input!$F$21*C5626","v":7.9333602591844361},{"$f":"Input!$F$21*D5626","v":8.7733507348552333},9.6506858083407572]
[null,5619,8.2833562907139356E-5,8.7733507348552325E-5,4.141678145356968,4.385725717261054,4.8242982889871602,20.708390726784838,21.928628586305269,24.121491444935799,41.416781453569676,43.857257172610538,48.242982889871598,{"$f":"Input!$F$21*C5629","v":8.283356290713936},{"$f":"Input!$F$21*D5629","v":8.7733507348552333},9.6506858083407572]
[null,5623,9.2633451789965294E-5,8.7733507348552325E-5,4.6316725894982644,4.385725717261054,4.8242982889871602,23.158362947491323,21.928628586305269,24.121491444935799,46.316725894982646,43.857257172610538,48.242982889871598,{"$f":"Input!$F$21*C5633","v":9.2633451789965289},{"$f":"Input!$F$21*D5633","v":8.7733507348552333},9.6506858083407572]
[null,5626,7.1633689898195399E-5,8.7733507348552325E-5,3.5816844949097701,4.385725717261054,4.8242982889871602,17.90842247454885,21.928628586305269,24.121491444935799,35.8168449490977,43.857257172610538,48.242982889871598,{"$f":"Input!$F$21*C5636","v":7.1633689898195403},{"$f":"Input!$F$21*D5636","v":8.7733507348552333},9.6506858083407572]
[null,5627,6.5333761330664439E-5,8.7733507348552325E-5,3.2666880665332219,4.385725717261054,4.8242982889871602,16.333440332666111,21.928628586305269,24.121491444935799,32.666880665332222,43.857257172610538,48.242982889871598,{"$f":"Input!$F$21*C5637","v":6.5333761330664437},{"$f":"Input!$F$21*D5637","v":8.7733507348552333},9.6506858083407572]
[null,5630,6.2533793078428443E-5,8.7733507348552325E-5,3.1266896539214222,4.385725717261054,4.8242982889871602,15.633448269607111,21.928628586305269,24.121491444935799,31.266896539214223,43.857257172610538,48.242982889871598,{"$f":"Input!$F$21*C5640","v":6.2533793078428443},{"$f":"Input!$F$21*D5640","v":8.7733507348552333},9.6506858083407572]
[null,5636,7.0233705772077408E-5,8.7733507348552325E-5,3.5116852886038705,4.385725717261054,4.8242982889871602,17.558426443019354,21.928628586305269,24.121491444935799,35.116852886038707,43.857257172610538,48.242982889871598,{"$f":"Input!$F$21*C5646","v":7.0233705772077411},{"$f":"Input!$F$21*D5646","v":8.7733507348552333},9.6506858083407572]
[null,5638,8.4933539096316329E-5,8.7733507348552325E-5,4.2466769548158165,4.385725717261054,4.8242982889871602,21.233384774079081,21.928628586305269,24.121491444935799,42.466769548158162,43.857257172610538,48.242982889871598,{"$f":"Input!$F$21*C5648","v":8.4933539096316331},{"$f":"Input!$F$21*D5648","v":8.7733507348552333},9.6506858083407572]
[null,5641,9.1233467663847303E-5,8.7733507348552325E-5,4.5616733831923648,4.385725717261054,4.8242982889871602,22.808366915961827,21.928628586305269,24.121491444935799,45.616733831923653,43.857257172610538,48.242982889871598,{"$f":"Input!$F$21*C5651","v":9.1233467663847296},{"$f":"Input!$F$21*D5651","v":8.7733507348552333},9.6506858083407572]
[null,5644,9.333344385302429E-5,8.7733507348552325E-5,4.6666721926512142,4.385725717261054,4.8242982889871602,23.333360963256073,21.928628586305269,24.121491444935799,46.666721926512146,43.857257172610538,48.242982889871598,{"$f":"Input!$F$21*C5654","v":9.3333443853024285},{"$f":"Input!$F$21*D5654","v":8.7733507348552333},9.6506858083407572]
[null,5648,9.2633451789965294E-5,8.7033515285493316E-5,4.6316725894982644,4.3507336910031738,4.7858070601034912,23.158362947491323,21.753668455015866,23.929035300517455,46.316725894982646,43.507336910031732,47.85807060103491,{"$f":"Input!$F$21*C5658","v":9.2633451789965289},{"$f":"Input!$F$21*D5658","v":8.7033515285493319},9.5736866814042667]
[null,5651,6.5333761330664439E-5,8.7033515285493316E-5,3.2666880665332219,4.3507336910031738,4.7858070601034912,16.333440332666111,21.753668455015866,23.929035300517455,32.666880665332222,43.507336910031732,47.85807060103491,{"$f":"Input!$F$21*C5661","v":6.5333761330664437},{"$f":"Input!$F$21*D5661","v":8.7033515285493319},9.5736866814042667]
[null,5652,6.183380101536946E-5,8.7033515285493316E-5,3.0916900507684728,4.3507336910031738,4.7858070601034912,15.458450253842365,21.753668455015866,23.929035300517455,30.91690050768473,43.507336910031732,47.85807060103491,{"$f":"Input!$F$21*C5662","v":6.1833801015369456},{"$f":"Input!$F$21*D5662","v":8.7033515285493319},9.5736866814042667]
[null,5655,5.5533872447838493E-5,8.7033515285493316E-5,2.7766936223919245,4.3507336910031738,4.7858070601034912,13.883468111959623,21.753668455015866,23.929035300517455,27.766936223919245,43.507336910031732,47.85807060103491,{"$f":"Input!$F$21*C5665","v":5.553387244783849},{"$f":"Input!$F$21*D5665","v":8.7033515285493319},9.5736866814042667]
[null,5661,6.673374545678243E-5,8.7033515285493316E-5,3.3366872728391215,4.3507336910031738,4.7858070601034912,16.683436364195607,21.753668455015866,23.929035300517455,33.366872728391215,43.507336910031732,47.85807060103491,{"$f":"Input!$F$21*C5671","v":6.673374545678243},{"$f":"Input!$F$21*D5671","v":8.7033515285493319},9.5736866814042667]
[null,5663,7.7933618465726359E-5,8.7033515285493316E-5,3.896680923286318,4.3507336910031738,4.7858070601034912,19.483404616431589,21.753668455015866,23.929035300517455,38.966809232863177,43.507336910031732,47.85807060103491,{"$f":"Input!$F$21*C5673","v":7.793361846572636},{"$f":"Input!$F$21*D5673","v":8.7033515285493319},9.5736866814042667]
[null,5666,8.9833483537729298E-5,8.7033515285493316E-5,4.4916741768864652,4.3507336910031738,4.7858070601034912,22.458370884432323,21.753668455015866,23.929035300517455,44.916741768864647,43.507336910031732,47.85807060103491,{"$f":"Input!$F$21*C5676","v":8.9833483537729304},{"$f":"Input!$F$21*D5676","v":8.7033515285493319},9.5736866814042667]
[null,5670,7.6533634339608368E-5,8.7033515285493316E-5,3.8266817169804184,4.3507336910031738,4.7858070601034912,19.133408584902092,21.753668455015866,23.929035300517455,38.266817169804185,43.507336910031732,47.85807060103491,{"$f":"Input!$F$21*C5680","v":7.6533634339608367},{"$f":"Input!$F$21*D5680","v":8.7033515285493319},9.5736866814042667]
[null,5673,6.3233785141487438E-5,8.7033515285493316E-5,3.161689257074372,4.3507336910031738,4.7858070601034912,15.808446285371859,21.753668455015866,23.929035300517455,31.616892570743719,43.507336910031732,47.85807060103491,{"$f":"Input!$F$21*C5683","v":6.323378514148744},{"$f":"Input!$F$21*D5683","v":8.7033515285493319},9.5736866814042667]
[null,5676,5.4133888321720488E-5,8.7033515285493316E-5,2.7066944160860245,4.3507336910031738,4.7858070601034912,13.533472080430123,21.753668455015866,23.929035300517455,27.066944160860245,43.507336910031732,47.85807060103491,{"$f":"Input!$F$21*C5686","v":5.4133888321720489},{"$f":"Input!$F$21*D5686","v":8.7033515285493319},9.5736866814042667]
[null,5677,5.2033912132543502E-5,8.7033515285493316E-5,2.601695606627175,4.3507336910031738,4.7858070601034912,13.008478033135875,21.753668455015866,23.929035300517455,26.016956066271749,43.507336910031732,47.85807060103491,{"$f":"Input!$F$21*C5687","v":5.2033912132543501},{"$f":"Input!$F$21*D5687","v":8.7033515285493319},9.5736866814042667]
[null,5682,4.5733983565012541E-5,8.7033515285493316E-5,2.2866991782506272,4.3507336910031738,4.7858070601034912,11.433495891253136,21.753668455015866,23.929035300517455,22.866991782506272,43.507336910031732,47.85807060103491,{"$f":"Input!$F$21*C5692","v":4.5733983565012544},{"$f":"Input!$F$21*D5692","v":8.7033515285493319},9.5736866814042667]
[null,5684,4.5733983565012541E-5,8.7033515285493316E-5,2.2866991782506272,4.3507336910031738,4.7858070601034912,11.433495891253136,21.753668455015866,23.929035300517455,22.866991782506272,43.507336910031732,47.85807060103491,{"$f":"Input!$F$21*C5694","v":4.5733983565012544},{"$f":"Input!$F$21*D5694","v":8.7033515285493319},9.5736866814042667]
[null,5688,4.5733983565012541E-5,8.6333523222434334E-5,2.2866991782506272,4.3157416647452935,4.7473158312198231,11.433495891253136,21.578708323726467,23.736579156099115,22.866991782506272,43.157416647452933,47.47315831219823,{"$f":"Input!$F$21*C5698","v":4.5733983565012544},{"$f":"Input!$F$21*D5698","v":8.6333523222434341},9.496687554467778]
[null,5691,4.5733983565012541E-5,8.6333523222434334E-5,2.2866991782506272,4.3157416647452935,4.7473158312198231,11.433495891253136,21.578708323726467,23.736579156099115,22.866991782506272,43.157416647452933,47.47315831219823,{"$f":"Input!$F$21*C5701","v":4.5733983565012544},{"$f":"Input!$F$21*D5701","v":8.6333523222434341},9.496687554467778]
[null,5695,5.9033832763133471E-5,8.6333523222434334E-5,2.9516916381566736,4.3157416647452935,4.7473158312198231,14.758458190783367,21.578708323726467,23.736579156099115,29.516916381566734,43.157416647452933,47.47315831219823,{"$f":"Input!$F$21*C5705","v":5.9033832763133471},{"$f":"Input!$F$21*D5705","v":8.6333523222434341},9.496687554467778]
[null,5698,4.5733983565012541E-5,8.6333523222434334E-5,2.2866991782506272,4.3157416647452935,4.7473158312198231,11.433495891253136,21.578708323726467,23.736579156099115,22.866991782506272,43.157416647452933,47.47315831219823,{"$f":"Input!$F$21*C5708","v":4.5733983565012544},{"$f":"Input!$F$21*D5708","v":8.6333523222434341},{"$f":"O5708*1.1","v":9.496687554467778}]
[null,5701,4.5733983565012541E-5,8.6333523222434334E-5,2.2866991782506272,4.3157416647452935,4.7473158312198231,11.433495891253136,21.578708323726467,23.736579156099115,22.866991782506272,43.157416647452933,47.47315831219823,{"$f":"Input!$F$21*C5711","v":4.5733983565012544},{"$f":"Input!$F$21*D5711","v":8.6333523222434341},9.496687554467778]
[null,5702,4.5733983565012541E-5,8.6333523222434334E-5,2.2866991782506272,4.3157416647452935,4.7473158312198231,11.433495891253136,21.578708323726467,23.736579156099115,22.866991782506272,43.157416647452933,47.47315831219823,{"$f":"Input!$F$21*C5712","v":4.5733983565012544},{"$f":"Input!$F$21*D5712","v":8.6333523222434341},9.496687554467778]
[null,5707,4.5733983565012541E-5,8.6333523222434334E-5,2.2866991782506272,4.3157416647452935,4.7473158312198231,11.433495891253136,21.578708323726467,23.736579156099115,22.866991782506272,43.157416647452933,47.47315831219823,{"$f":"Input!$F$21*C5717","v":4.5733983565012544},{"$f":"Input!$F$21*D5717","v":8.6333523222434341},9.496687554467778]
[null,5710,5.6233864510897489E-5,8.6333523222434334E-5,2.8116932255448743,4.3157416647452935,4.7473158312198231,14.058466127724373,21.578708323726467,23.736579156099115,28.116932255448745,43.157416647452933,47.47315831219823,{"$f":"Input!$F$21*C5720","v":5.6233864510897487},{"$f":"Input!$F$21*D5720","v":8.6333523222434341},9.496687554467778]
[null,5713,6.2533793078428443E-5,8.6333523222434334E-5,3.1266896539214222,4.3157416647452935,4.7473158312198231,15.633448269607111,21.578708323726467,23.736579156099115,31.266896539214223,43.157416647452933,47.47315831219823,{"$f":"Input!$F$21*C5723","v":6.2533793078428443},{"$f":"Input!$F$21*D5723","v":8.6333523222434341},9.496687554467778]
[null,5716,6.673374545678243E-5,8.6333523222434334E-5,3.3366872728391215,4.3157416647452935,4.7473158312198231,16.683436364195607,21.578708323726467,23.736579156099115,33.366872728391215,43.157416647452933,47.47315831219823,{"$f":"Input!$F$21*C5726","v":6.673374545678243},{"$f":"Input!$F$21*D5726","v":8.6333523222434341},9.496687554467778]
[null,5720,7.7233626402667364E-5,8.6333523222434334E-5,3.8616813201333682,4.3157416647452935,4.7473158312198231,19.308406600666842,21.578708323726467,23.736579156099115,38.616813201333684,43.157416647452933,47.47315831219823,{"$f":"Input!$F$21*C5730","v":7.7233626402667364},{"$f":"Input!$F$21*D5730","v":8.6333523222434341},9.496687554467778]
[null,5723,4.7833959754189535E-5,8.5633531159375325E-5,2.3916979877094766,4.2807496384874133,4.7088246023361551,11.958489938547384,21.403748192437067,23.544123011680774,23.916979877094768,42.807496384874135,47.088246023361549,{"$f":"Input!$F$21*C5733","v":4.7833959754189532},{"$f":"Input!$F$21*D5733","v":8.5633531159375327},9.4196884275312875]
[null,5726,4.5733983565012541E-5,8.5633531159375325E-5,2.2866991782506272,4.2807496384874133,4.7088246023361551,11.433495891253136,21.403748192437067,23.544123011680774,22.866991782506272,42.807496384874135,47.088246023361549,{"$f":"Input!$F$21*C5736","v":4.5733983565012544},{"$f":"Input!$F$21*D5736","v":8.5633531159375327},9.4196884275312875]
[null,5728,4.5733983565012541E-5,8.5633531159375325E-5,2.2866991782506272,4.2807496384874133,4.7088246023361551,11.433495891253136,21.403748192437067,23.544123011680774,22.866991782506272,42.807496384874135,47.088246023361549,{"$f":"Input!$F$21*C5738","v":4.5733983565012544},{"$f":"Input!$F$21*D5738","v":8.5633531159375327},9.4196884275312875]
[null,5731,4.9233943880307519E-5,8.5633531159375325E-5,2.4616971940153758,4.2807496384874133,4.7088246023361551,12.30848597007688,21.403748192437067,23.544123011680774,24.616971940153761,42.807496384874135,47.088246023361549,{"$f":"Input!$F$21*C5741","v":4.9233943880307516},{"$f":"Input!$F$21*D5741","v":8.5633531159375327},9.4196884275312875]
[null,5735,7.8633610528785355E-5,8.5633531159375325E-5,3.9316805264392678,4.2807496384874133,4.7088246023361551,19.658402632196339,21.403748192437067,23.544123011680774,39.316805264392677,42.807496384874135,47.088246023361549,{"$f":"Input!$F$21*C5745","v":7.8633610528785356},{"$f":"Input!$F$21*D5745","v":8.5633531159375327},9.4196884275312875]
[null,5738,7.1633689898195399E-5,8.5633531159375325E-5,3.5816844949097701,4.2807496384874133,4.7088246023361551,17.90842247454885,21.403748192437067,23.544123011680774,35.8168449490977,42.807496384874135,47.088246023361549,{"$f":"Input!$F$21*C5748","v":7.1633689898195403},{"$f":"Input!$F$21*D5748","v":8.5633531159375327},9.4196884275312875]
[null,5741,7.0933697835136403E-5,8.5633531159375325E-5,3.5466848917568203,4.2807496384874133,4.7088246023361551,17.7334244587841,21.403748192437067,23.544123011680774,35.4668489175682,42.807496384874135,47.088246023361549,{"$f":"Input!$F$21*C5751","v":7.0933697835136407},{"$f":"Input!$F$21*D5751","v":8.5633531159375327},9.4196884275312875]
[null,5745,6.1133808952310451E-5,8.5633531159375325E-5,3.0566904476155226,4.2807496384874133,4.7088246023361551,15.283452238077613,21.403748192437067,23.544123011680774,30.566904476155226,42.807496384874135,47.088246023361549,{"$f":"Input!$F$21*C5755","v":6.1133808952310451},{"$f":"Input!$F$21*D5755","v":8.5633531159375327},9.4196884275312875]
[null,5748,6.0433816889251462E-5,8.5633531159375325E-5,3.0216908444625732,4.2807496384874133,4.7088246023361551,15.108454222312865,21.403748192437067,23.544123011680774,30.21690844462573,42.807496384874135,47.088246023361549,{"$f":"Input!$F$21*C5758","v":6.0433816889251464},{"$f":"Input!$F$21*D5758","v":8.5633531159375327},9.4196884275312875]
[null,5749,5.4833880384779504E-5,8.5633531159375325E-5,2.7416940192389752,4.2807496384874133,4.7088246023361551,13.708470096194876,21.403748192437067,23.544123011680774,27.416940192389752,42.807496384874135,47.088246023361549,{"$f":"Input!$F$21*C5759","v":5.4833880384779503},{"$f":"Input!$F$21*D5759","v":8.5633531159375327},9.4196884275312875]
[null,5753,4.9933935943366528E-5,8.5633531159375325E-5,2.4966967971683265,4.2807496384874133,4.7088246023361551,12.483483985841632,21.403748192437067,23.544123011680774,24.966967971683264,42.807496384874135,47.088246023361549,{"$f":"Input!$F$21*C5763","v":4.993393594336653},{"$f":"Input!$F$21*D5763","v":8.5633531159375327},9.4196884275312875]
[null,5756,5.9033832763133471E-5,8.4933539096316329E-5,2.9516916381566736,4.2457576122295331,4.670333373452487,14.758458190783367,21.228788061147664,23.351666867262434,29.516916381566734,42.457576122295329,46.703333734524868,{"$f":"Input!$F$21*C5766","v":5.9033832763133471},{"$f":"Input!$F$21*D5766","v":8.4933539096316331},9.3426893005947971]
[null,5760,6.6033753393723434E-5,8.4933539096316329E-5,3.3016876696861717,4.2457576122295331,4.670333373452487,16.508438348430857,21.228788061147664,23.351666867262434,33.016876696861715,42.457576122295329,46.703333734524868,{"$f":"Input!$F$21*C5770","v":6.6033753393723433},{"$f":"Input!$F$21*D5770","v":8.4933539096316331},9.3426893005947971]
[null,5763,7.5833642276549373E-5,8.4933539096316329E-5,3.7916821138274686,4.2457576122295331,4.670333373452487,18.958410569137342,21.228788061147664,23.351666867262434,37.916821138274685,42.457576122295329,46.703333734524868,{"$f":"Input!$F$21*C5773","v":7.5833642276549371},{"$f":"Input!$F$21*D5773","v":8.4933539096316331},9.3426893005947971]
[null,5766,7.7933618465726359E-5,8.4933539096316329E-5,3.896680923286318,4.2457576122295331,4.670333373452487,19.483404616431589,21.228788061147664,23.351666867262434,38.966809232863177,42.457576122295329,46.703333734524868,{"$f":"Input!$F$21*C5776","v":7.793361846572636},{"$f":"Input!$F$21*D5776","v":8.4933539096316331},9.3426893005947971]
[null,5770,6.3933777204546434E-5,8.4933539096316329E-5,3.1966888602273218,4.2457576122295331,4.670333373452487,15.983444301136608,21.228788061147664,23.351666867262434,31.966888602273215,42.457576122295329,46.703333734524868,{"$f":"Input!$F$21*C5780","v":6.3933777204546436},{"$f":"Input!$F$21*D5780","v":8.4933539096316331},9.3426893005947971]
[null,5773,7.5833642276549373E-5,8.4933539096316329E-5,3.7916821138274686,4.2457576122295331,4.670333373452487,18.958410569137342,21.228788061147664,23.351666867262434,37.916821138274685,42.457576122295329,46.703333734524868,{"$f":"Input!$F$21*C5783","v":7.5833642276549371},{"$f":"Input!$F$21*D5783","v":8.4933539096316331},9.3426893005947971]
[null,5774,7.0933697835136403E-5,8.4933539096316329E-5,3.5466848917568203,4.2457576122295331,4.670333373452487,17.7334244587841,21.228788061147664,23.351666867262434,35.4668489175682,42.457576122295329,46.703333734524868,{"$f":"Input!$F$21*C5784","v":7.0933697835136407},{"$f":"Input!$F$21*D5784","v":8.4933539096316331},9.3426893005947971]
[null,5778,6.6033753393723434E-5,8.4933539096316329E-5,3.3016876696861717,4.2457576122295331,4.670333373452487,16.508438348430857,21.228788061147664,23.351666867262434,33.016876696861715,42.457576122295329,46.703333734524868,{"$f":"Input!$F$21*C5788","v":6.6033753393723433},{"$f":"Input!$F$21*D5788","v":8.4933539096316331},9.3426893005947971]
[null,5781,7.2333681961254408E-5,8.4933539096316329E-5,3.6166840980627204,4.2457576122295331,4.670333373452487,18.083420490313603,21.228788061147664,23.351666867262434,36.166840980627207,42.457576122295329,46.703333734524868,{"$f":"Input!$F$21*C5791","v":7.2333681961254408},{"$f":"Input!$F$21*D5791","v":8.4933539096316331},9.3426893005947971]
[null,5785,7.5833642276549373E-5,8.4933539096316329E-5,3.7916821138274686,4.2457576122295331,4.670333373452487,18.958410569137342,21.228788061147664,23.351666867262434,37.916821138274685,42.457576122295329,46.703333734524868,{"$f":"Input!$F$21*C5795","v":7.5833642276549371},{"$f":"Input!$F$21*D5795","v":8.4933539096316331},9.3426893005947971]
[null,5788,7.303367402431339E-5,8.4933539096316329E-5,3.6516837012156693,4.2457576122295331,4.670333373452487,18.258418506078346,21.228788061147664,23.351666867262434,36.516837012156692,42.457576122295329,46.703333734524868,{"$f":"Input!$F$21*C5798","v":7.3033674024313386},{"$f":"Input!$F$21*D5798","v":8.4933539096316331},9.3426893005947971]
[null,5791,7.1633689898195399E-5,8.4233547033257333E-5,3.5816844949097701,4.2107655859716528,4.6318421445688189,17.90842247454885,21.053827929858265,23.159210722844094,35.8168449490977,42.10765585971653,46.318421445688188,{"$f":"Input!$F$21*C5801","v":7.1633689898195403},{"$f":"Input!$F$21*D5801","v":8.4233547033257334},9.2656901736583084]
[null,5795,6.8133729582900421E-5,8.4233547033257333E-5,3.4066864791450211,4.2107655859716528,4.6318421445688189,17.033432395725104,21.053827929858265,23.159210722844094,34.066864791450207,42.10765585971653,46.318421445688188,{"$f":"Input!$F$21*C5805","v":6.8133729582900422},{"$f":"Input!$F$21*D5805","v":8.4233547033257334},9.2656901736583084]
[null,5799,7.0933697835136403E-5,8.4233547033257333E-5,3.5466848917568203,4.2107655859716528,4.6318421445688189,17.7334244587841,21.053827929858265,23.159210722844094,35.4668489175682,42.10765585971653,46.318421445688188,{"$f":"Input!$F$21*C5809","v":7.0933697835136407},{"$f":"Input!$F$21*D5809","v":8.4233547033257334},9.2656901736583084]
[null,5800,6.673374545678243E-5,8.4233547033257333E-5,3.3366872728391215,4.2107655859716528,4.6318421445688189,16.683436364195607,21.053827929858265,23.159210722844094,33.366872728391215,42.10765585971653,46.318421445688188,{"$f":"Input!$F$21*C5810","v":6.673374545678243},{"$f":"Input!$F$21*D5810","v":8.4233547033257334},9.2656901736583084]
[null,5803,6.673374545678243E-5,8.4233547033257333E-5,3.3366872728391215,4.2107655859716528,4.6318421445688189,16.683436364195607,21.053827929858265,23.159210722844094,33.366872728391215,42.10765585971653,46.318421445688188,{"$f":"Input!$F$21*C5813","v":6.673374545678243},{"$f":"Input!$F$21*D5813","v":8.4233547033257334},9.2656901736583084]
[null,5806,7.4433658150431381E-5,8.4233547033257333E-5,3.7216829075215689,4.2107655859716528,4.6318421445688189,18.608414537607846,21.053827929858265,23.159210722844094,37.216829075215692,42.10765585971653,46.318421445688188,{"$f":"Input!$F$21*C5816","v":7.4433658150431379},{"$f":"Input!$F$21*D5816","v":8.4233547033257334},9.2656901736583084]
[null,5810,8.7733507348552325E-5,8.4233547033257333E-5,4.3866753674276167,4.2107655859716528,4.6318421445688189,21.933376837138081,21.053827929858265,23.159210722844094,43.866753674276161,42.10765585971653,46.318421445688188,{"$f":"Input!$F$21*C5820","v":8.7733507348552333},{"$f":"Input!$F$21*D5820","v":8.4233547033257334},9.2656901736583084]
[null,5813,7.8633610528785355E-5,8.4233547033257333E-5,3.9316805264392678,4.2107655859716528,4.6318421445688189,19.658402632196339,21.053827929858265,23.159210722844094,39.316805264392677,42.10765585971653,46.318421445688188,{"$f":"Input!$F$21*C5823","v":7.8633610528785356},{"$f":"Input!$F$21*D5823","v":8.4233547033257334},9.2656901736583084]
[null,5816,6.9533713709018426E-5,8.4233547033257333E-5,3.4766856854509212,4.2107655859716528,4.6318421445688189,17.383428427254607,21.053827929858265,23.159210722844094,34.766856854509214,42.10765585971653,46.318421445688188,{"$f":"Input!$F$21*C5826","v":6.9533713709018423},{"$f":"Input!$F$21*D5826","v":8.4233547033257334},9.2656901736583084]
[null,5820,4.5733983565012541E-5,8.4233547033257333E-5,2.2866991782506272,4.2107655859716528,4.6318421445688189,11.433495891253136,21.053827929858265,23.159210722844094,22.866991782506272,42.10765585971653,46.318421445688188,{"$f":"Input!$F$21*C5830","v":4.5733983565012544},{"$f":"Input!$F$21*D5830","v":8.4233547033257334},9.2656901736583084]
[null,5824,4.6433975628071544E-5,8.4233547033257333E-5,2.321698781403577,4.2107655859716528,4.6318421445688189,11.608493907017886,21.053827929858265,23.159210722844094,23.216987814035772,42.10765585971653,46.318421445688188,{"$f":"Input!$F$21*C5834","v":4.643397562807154},{"$f":"Input!$F$21*D5834","v":8.4233547033257334},9.2656901736583084]
[null,5825,5.34338962586615E-5,8.4233547033257333E-5,{"$f":"$E$9*C5835","v":2.6716948129330751},4.2107655859716528,{"$f":"F5835*1.1","v":4.6318421445688189},{"$f":"$H$9*C5835","v":13.358474064665375},21.053827929858265,{"$f":"I5835*1.1","v":23.159210722844094},{"$f":"$K$9*C5835","v":26.716948129330749},42.10765585971653,{"$f":"L5835*1.1","v":46.318421445688188},{"$f":"Input!$F$21*C5835","v":5.3433896258661502},{"$f":"Input!$F$21*D5835","v":8.4233547033257334},9.2656901736583084]
[null,5828,6.3933777204546434E-5,8.4233547033257333E-5,3.1966888602273218,4.2107655859716528,4.6318421445688189,15.983444301136608,21.053827929858265,23.159210722844094,31.966888602273215,42.10765585971653,46.318421445688188,{"$f":"Input!$F$21*C5838","v":6.3933777204546436},{"$f":"Input!$F$21*D5838","v":8.4233547033257334},9.2656901736583084]
[null,5831,7.1633689898195399E-5,8.4233547033257333E-5,3.5816844949097701,4.2107655859716528,4.6318421445688189,17.90842247454885,21.053827929858265,23.159210722844094,35.8168449490977,42.10765585971653,46.318421445688188,{"$f":"Input!$F$21*C5841","v":7.1633689898195403},{"$f":"Input!$F$21*D5841","v":8.4233547033257334},9.2656901736583084]
[null,5835,7.4433658150431381E-5,8.3533554970198338E-5,3.7216829075215689,4.1757735597137735,4.5933509156851509,18.608414537607846,20.878867798568866,22.966754578425753,37.216829075215692,41.757735597137732,45.933509156851507,{"$f":"Input!$F$21*C5845","v":7.4433658150431379},{"$f":"Input!$F$21*D5845","v":8.3533554970198338},9.1886910467218179]
[null,5838,7.7933618465726359E-5,8.3533554970198338E-5,3.896680923286318,4.1757735597137735,4.5933509156851509,19.483404616431589,20.878867798568866,22.966754578425753,38.966809232863177,41.757735597137732,45.933509156851507,{"$f":"Input!$F$21*C5848","v":7.793361846572636},{"$f":"Input!$F$21*D5848","v":8.3533554970198338},9.1886910467218179]
[null,5842,6.4633769267605429E-5,8.3533554970198338E-5,3.2316884633802716,4.1757735597137735,4.5933509156851509,16.158442316901358,20.878867798568866,22.966754578425753,32.316884633802715,41.757735597137732,45.933509156851507,{"$f":"Input!$F$21*C5852","v":6.4633769267605432},{"$f":"Input!$F$21*D5852","v":8.3533554970198338},9.1886910467218179]
[null,5845,4.5733983565012541E-5,8.3533554970198338E-5,2.2866991782506272,4.1757735597137735,4.5933509156851509,11.433495891253136,20.878867798568866,22.966754578425753,22.866991782506272,41.757735597137732,45.933509156851507,{"$f":"Input!$F$21*C5855","v":4.5733983565012544},{"$f":"Input!$F$21*D5855","v":8.3533554970198338},9.1886910467218179]
[null,5849,5.2733904195602504E-5,8.3533554970198338E-5,2.6366952097801253,4.1757735597137735,4.5933509156851509,13.183476048900626,20.878867798568866,22.966754578425753,26.366952097801253,41.757735597137732,45.933509156851507,{"$f":"Input!$F$21*C5859","v":5.2733904195602506},{"$f":"Input!$F$21*D5859","v":8.3533554970198338},9.1886910467218179]
[null,5850,5.4133888321720488E-5,8.3533554970198338E-5,2.7066944160860245,4.1757735597137735,4.5933509156851509,13.533472080430123,20.878867798568866,22.966754578425753,27.066944160860245,41.757735597137732,45.933509156851507,{"$f":"Input!$F$21*C5860","v":5.4133888321720489},{"$f":"Input!$F$21*D5860","v":8.3533554970198338},9.1886910467218179]
[null,5853,5.4133888321720488E-5,8.3533554970198338E-5,2.7066944160860245,4.1757735597137735,4.5933509156851509,13.533472080430123,20.878867798568866,22.966754578425753,27.066944160860245,41.757735597137732,45.933509156851507,{"$f":"Input!$F$21*C5863","v":5.4133888321720489},{"$f":"Input!$F$21*D5863","v":8.3533554970198338},9.1886910467218179]
[null,5856,5.7633848637015473E-5,8.3533554970198338E-5,2.8816924318507735,4.1757735597137735,4.5933509156851509,14.408462159253869,20.878867798568866,22.966754578425753,28.816924318507738,41.757735597137732,45.933509156851507,{"$f":"Input!$F$21*C5866","v":5.763384863701547},{"$f":"Input!$F$21*D5866","v":8.3533554970198338},9.1886910467218179]
[null,5860,6.673374545678243E-5,8.3533554970198338E-5,3.3366872728391215,4.1757735597137735,4.5933509156851509,16.683436364195607,20.878867798568866,22.966754578425753,33.366872728391215,41.757735597137732,45.933509156851507,{"$f":"Input!$F$21*C5870","v":6.673374545678243},{"$f":"Input!$F$21*D5870","v":8.3533554970198338},9.1886910467218179]
[null,5863,6.3233785141487438E-5,8.3533554970198338E-5,3.161689257074372,4.1757735597137735,4.5933509156851509,15.808446285371859,20.878867798568866,22.966754578425753,31.616892570743719,41.757735597137732,45.933509156851507,{"$f":"Input!$F$21*C5873","v":6.323378514148744},{"$f":"Input!$F$21*D5873","v":8.3533554970198338},9.1886910467218179]
[null,5867,4.5733983565012541E-5,8.3533554970198338E-5,2.2866991782506272,4.1757735597137735,4.5933509156851509,11.433495891253136,20.878867798568866,22.966754578425753,22.866991782506272,41.757735597137732,45.933509156851507,{"$f":"Input!$F$21*C5877","v":4.5733983565012544},{"$f":"Input!$F$21*D5877","v":8.3533554970198338},9.1886910467218179]
[null,5870,4.5733983565012541E-5,8.3533554970198338E-5,2.2866991782506272,4.1757735597137735,4.5933509156851509,11.433495891253136,20.878867798568866,22.966754578425753,22.866991782506272,41.757735597137732,45.933509156851507,{"$f":"Input!$F$21*C5880","v":4.5733983565012544},{"$f":"Input!$F$21*D5880","v":8.3533554970198338},9.1886910467218179]
[null,5874,4.5733983565012541E-5,8.3533554970198338E-5,2.2866991782506272,4.1757735597137735,4.5933509156851509,11.433495891253136,20.878867798568866,22.966754578425753,22.866991782506272,41.757735597137732,45.933509156851507,{"$f":"Input!$F$21*C5884","v":4.5733983565012544},{"$f":"Input!$F$21*D5884","v":8.3533554970198338},9.1886910467218179]
[null,5875,4.5733983565012541E-5,8.3533554970198338E-5,2.2866991782506272,4.1757735597137735,4.5933509156851509,11.433495891253136,20.878867798568866,22.966754578425753,22.866991782506272,41.757735597137732,45.933509156851507,{"$f":"Input!$F$21*C5885","v":4.5733983565012544},{"$f":"Input!$F$21*D5885","v":8.3533554970198338},9.1886910467218179]
[null,5878,4.5733983565012541E-5,8.3533554970198338E-5,2.2866991782506272,4.1757735597137735,4.5933509156851509,11.433495891253136,20.878867798568866,22.966754578425753,22.866991782506272,41.757735597137732,45.933509156851507,{"$f":"Input!$F$21*C5888","v":4.5733983565012544},{"$f":"Input!$F$21*D5888","v":8.3533554970198338},9.1886910467218179]
[null,5882,4.5733983565012541E-5,8.2833562907139356E-5,2.2866991782506272,4.1407815334558924,4.5548596868014819,11.433495891253136,20.703907667279463,22.774298434007409,22.866991782506272,41.407815334558926,45.548596868014819,{"$f":"Input!$F$21*C5892","v":4.5733983565012544},{"$f":"Input!$F$21*D5892","v":8.283356290713936},9.111691919785331]
[null,5885,4.8533951817248517E-5,8.2833562907139356E-5,2.426697590862426,4.1407815334558924,4.5548596868014819,12.133487954312129,20.703907667279463,22.774298434007409,24.266975908624257,41.407815334558926,45.548596868014819,{"$f":"Input!$F$21*C5895","v":4.853395181724852},{"$f":"Input!$F$21*D5895","v":8.283356290713936},9.111691919785331]
[null,5888,4.8533951817248517E-5,8.2833562907139356E-5,2.426697590862426,4.1407815334558924,4.5548596868014819,12.133487954312129,20.703907667279463,22.774298434007409,24.266975908624257,41.407815334558926,45.548596868014819,{"$f":"Input!$F$21*C5898","v":4.853395181724852},{"$f":"Input!$F$21*D5898","v":8.283356290713936},9.111691919785331]
[null,5891,4.5733983565012541E-5,8.2833562907139356E-5,2.2866991782506272,4.1407815334558924,4.5548596868014819,11.433495891253136,20.703907667279463,22.774298434007409,22.866991782506272,41.407815334558926,45.548596868014819,{"$f":"Input!$F$21*C5901","v":4.5733983565012544},{"$f":"Input!$F$21*D5901","v":8.283356290713936},9.111691919785331]
[null,5896,4.5733983565012541E-5,8.2833562907139356E-5,2.2866991782506272,4.1407815334558924,4.5548596868014819,11.433495891253136,20.703907667279463,22.774298434007409,22.866991782506272,41.407815334558926,45.548596868014819,{"$f":"Input!$F$21*C5906","v":4.5733983565012544},{"$f":"Input!$F$21*D5906","v":8.283356290713936},9.111691919785331]
[null,5899,5.0633928006425517E-5,8.2833562907139356E-5,2.5316964003212759,4.1407815334558924,4.5548596868014819,12.65848200160638,20.703907667279463,22.774298434007409,25.31696400321276,41.407815334558926,45.548596868014819,{"$f":"Input!$F$21*C5909","v":5.0633928006425517},{"$f":"Input!$F$21*D5909","v":8.283356290713936},9.111691919785331]
[null,5900,6.2533793078428443E-5,8.2833562907139356E-5,3.1266896539214222,4.1407815334558924,4.5548596868014819,15.633448269607111,20.703907667279463,22.774298434007409,31.266896539214223,41.407815334558926,45.548596868014819,{"$f":"Input!$F$21*C5910","v":6.2533793078428443},{"$f":"Input!$F$21*D5910","v":8.283356290713936},9.111691919785331]
[null,5903,9.2633451789965294E-5,8.2833562907139356E-5,4.6316725894982644,4.1407815334558924,4.5548596868014819,23.158362947491323,20.703907667279463,22.774298434007409,46.316725894982646,41.407815334558926,45.548596868014819,{"$f":"Input!$F$21*C5913","v":9.2633451789965289},{"$f":"Input!$F$21*D5913","v":8.283356290713936},9.111691919785331]
[null,5907,8.8433499411611294E-5,8.2833562907139356E-5,4.4216749705805647,4.1407815334558924,4.5548596868014819,22.108374852902823,20.703907667279463,22.774298434007409,44.216749705805647,41.407815334558926,45.548596868014819,{"$f":"Input!$F$21*C5917","v":8.8433499411611294},{"$f":"Input!$F$21*D5917","v":8.283356290713936},9.111691919785331]
[null,5910,9.6133412105260259E-5,8.2833562907139356E-5,4.8066706052630126,4.1407815334558924,4.5548596868014819,24.033353026315066,20.703907667279463,22.774298434007409,48.066706052630131,41.407815334558926,45.548596868014819,{"$f":"Input!$F$21*C5920","v":9.6133412105260252},{"$f":"Input!$F$21*D5920","v":8.283356290713936},9.111691919785331]
[null,5912,9.8233388294437246E-5,8.2833562907139356E-5,4.911669414721862,4.1407815334558924,4.5548596868014819,24.558347073609312,20.703907667279463,22.774298434007409,49.116694147218624,41.407815334558926,45.548596868014819,{"$f":"Input!$F$21*C5922","v":9.8233388294437241},{"$f":"Input!$F$21*D5922","v":8.283356290713936},9.111691919785331]
[null,5918,4.5733983565012541E-5,8.2833562907139356E-5,2.2866991782506272,4.1407815334558924,4.5548596868014819,11.433495891253136,20.703907667279463,22.774298434007409,22.866991782506272,41.407815334558926,45.548596868014819,{"$f":"Input!$F$21*C5928","v":4.5733983565012544},{"$f":"Input!$F$21*D5928","v":8.283356290713936},9.111691919785331]
[null,5921,4.5733983565012541E-5,8.2833562907139356E-5,2.2866991782506272,4.1407815334558924,4.5548596868014819,11.433495891253136,20.703907667279463,22.774298434007409,22.866991782506272,41.407815334558926,45.548596868014819,{"$f":"Input!$F$21*C5931","v":4.5733983565012544},{"$f":"Input!$F$21*D5931","v":8.283356290713936},9.111691919785331]
[null,5924,6.673374545678243E-5,8.2133570844080333E-5,3.3366872728391215,4.1057895071980122,4.5163684579178138,16.683436364195607,20.52894753599006,22.581842289589069,33.366872728391215,41.05789507198012,45.163684579178138,{"$f":"Input!$F$21*C5934","v":6.673374545678243},{"$f":"Input!$F$21*D5934","v":8.2133570844080328},9.034692792848837]
[null,5925,8.4933539096316329E-5,8.2133570844080333E-5,4.2466769548158165,4.1057895071980122,4.5163684579178138,21.233384774079081,20.52894753599006,22.581842289589069,42.466769548158162,41.05789507198012,45.163684579178138,{"$f":"Input!$F$21*C5935","v":8.4933539096316331},{"$f":"Input!$F$21*D5935","v":8.2133570844080328},9.034692792848837]
[null,5928,1.0243334067279125E-4,8.2133570844080333E-5,5.1216670336395627,4.1057895071980122,4.5163684579178138,25.608335168197812,20.52894753599006,22.581842289589069,51.216670336395623,41.05789507198012,45.163684579178138,{"$f":"Input!$F$21*C5938","v":10.243334067279125},{"$f":"Input!$F$21*D5938","v":8.2133570844080328},9.034692792848837]
[null,5932,1.0733328511420422E-4,8.2133570844080333E-5,5.3666642557102104,4.1057895071980122,4.5163684579178138,26.833321278551054,20.52894753599006,22.581842289589069,53.666642557102108,41.05789507198012,45.163684579178138,{"$f":"Input!$F$21*C5942","v":10.733328511420421},{"$f":"Input!$F$21*D5942","v":8.2133570844080328},9.034692792848837]
[null,5935,1.1013325336644018E-4,8.2133570844080333E-5,5.5066626683220088,4.1057895071980122,4.5163684579178138,27.533313341610047,20.52894753599006,22.581842289589069,55.066626683220093,41.05789507198012,45.163684579178138,{"$f":"Input!$F$21*C5945","v":11.013325336644018},{"$f":"Input!$F$21*D5945","v":8.2133570844080328},9.034692792848837]
[null,5937,8.8433499411611294E-5,8.2133570844080333E-5,4.4216749705805647,4.1057895071980122,4.5163684579178138,22.108374852902823,20.52894753599006,22.581842289589069,44.216749705805647,41.05789507198012,45.163684579178138,{"$f":"Input!$F$21*C5947","v":8.8433499411611294},{"$f":"Input!$F$21*D5947","v":8.2133570844080328},9.034692792848837]
[null,5943,4.5733983565012541E-5,8.2133570844080333E-5,2.2866991782506272,4.1057895071980122,4.5163684579178138,11.433495891253136,20.52894753599006,22.581842289589069,22.866991782506272,41.05789507198012,45.163684579178138,{"$f":"Input!$F$21*C5953","v":4.5733983565012544},{"$f":"Input!$F$21*D5953","v":8.2133570844080328},9.034692792848837]
[null,5946,5.4833880384779504E-5,8.2133570844080333E-5,2.7416940192389752,4.1057895071980122,4.5163684579178138,13.708470096194876,20.52894753599006,22.581842289589069,27.416940192389752,41.05789507198012,45.163684579178138,{"$f":"Input!$F$21*C5956","v":5.4833880384779503},{"$f":"Input!$F$21*D5956","v":8.2133570844080328},9.034692792848837]
[null,5947,6.2533793078428443E-5,8.2133570844080333E-5,3.1266896539214222,4.1057895071980122,4.5163684579178138,15.633448269607111,20.52894753599006,22.581842289589069,31.266896539214223,41.05789507198012,45.163684579178138,{"$f":"Input!$F$21*C5957","v":6.2533793078428443},{"$f":"Input!$F$21*D5957","v":8.2133570844080328},9.034692792848837]
[null,5950,8.003359465490336E-5,8.2133570844080333E-5,4.0016797327451679,4.1057895071980122,4.5163684579178138,20.008398663725838,20.52894753599006,22.581842289589069,40.016797327451677,41.05789507198012,45.163684579178138,{"$f":"Input!$F$21*C5960","v":8.0033594654903357},{"$f":"Input!$F$21*D5960","v":8.2133570844080328},9.034692792848837]
[null,5953,9.6133412105260259E-5,8.2133570844080333E-5,{"$f":"$E$9*C5963","v":4.8066706052630126},4.1057895071980122,{"$f":"F5963*1.1","v":4.5163684579178138},{"$f":"$H$9*C5963","v":24.033353026315066},20.52894753599006,{"$f":"I5963*1.1","v":22.581842289589069},{"$f":"$K$9*C5963","v":48.066706052630131},41.05789507198012,{"$f":"L5963*1.1","v":45.163684579178138},{"$f":"Input!$F$21*C5963","v":9.6133412105260252},{"$f":"Input!$F$21*D5963","v":8.2133570844080328},9.034692792848837]
[null,5957,9.2633451789965294E-5,8.2133570844080333E-5,4.6316725894982644,4.1057895071980122,4.5163684579178138,23.158362947491323,20.52894753599006,22.581842289589069,46.316725894982646,41.05789507198012,45.163684579178138,{"$f":"Input!$F$21*C5967","v":9.2633451789965289},{"$f":"Input!$F$21*D5967","v":8.2133570844080328},9.034692792848837]
[null,5962,6.673374545678243E-5,8.2133570844080333E-5,3.3366872728391215,4.1057895071980122,4.5163684579178138,16.683436364195607,20.52894753599006,22.581842289589069,33.366872728391215,41.05789507198012,45.163684579178138,{"$f":"Input!$F$21*C5972","v":6.673374545678243},{"$f":"Input!$F$21*D5972","v":8.2133570844080328},9.034692792848837]
[null,5964,5.2033912132543502E-5,8.2133570844080333E-5,2.601695606627175,4.1057895071980122,4.5163684579178138,13.008478033135875,20.52894753599006,22.581842289589069,26.016956066271749,41.05789507198012,45.163684579178138,{"$f":"Input!$F$21*C5974","v":5.2033912132543501},{"$f":"Input!$F$21*D5974","v":8.2133570844080328},9.034692792848837]
[null,5968,4.9933935943366528E-5,8.1433578781021351E-5,2.4966967971683265,4.0707974809401328,4.4778772290341466,12.483483985841632,20.353987404700664,22.389386145170732,24.966967971683264,40.707974809401328,44.778772290341465,{"$f":"Input!$F$21*C5978","v":4.993393594336653},{"$f":"Input!$F$21*D5978","v":8.143357878102135},8.9576936659123501]
[null,5971,6.1133808952310451E-5,8.1433578781021351E-5,3.0566904476155226,4.0707974809401328,4.4778772290341466,15.283452238077613,20.353987404700664,22.389386145170732,30.566904476155226,40.707974809401328,44.778772290341465,{"$f":"Input!$F$21*C5981","v":6.1133808952310451},{"$f":"Input!$F$21*D5981","v":8.143357878102135},8.9576936659123501]
[null,5972,6.673374545678243E-5,8.1433578781021351E-5,3.3366872728391215,4.0707974809401328,4.4778772290341466,16.683436364195607,20.353987404700664,22.389386145170732,33.366872728391215,40.707974809401328,44.778772290341465,{"$f":"Input!$F$21*C5982","v":6.673374545678243},{"$f":"Input!$F$21*D5982","v":8.143357878102135},8.9576936659123501]
[null,5975,7.6533634339608368E-5,8.1433578781021351E-5,3.8266817169804184,4.0707974809401328,4.4778772290341466,19.133408584902092,20.353987404700664,22.389386145170732,38.266817169804185,40.707974809401328,44.778772290341465,{"$f":"Input!$F$21*C5985","v":7.6533634339608367},{"$f":"Input!$F$21*D5985","v":8.143357878102135},8.9576936659123501]
[null,5978,8.2133570844080333E-5,8.1433578781021351E-5,4.1066785422040164,4.0707974809401328,4.4778772290341466,20.533392711020085,20.353987404700664,22.389386145170732,41.066785422040169,40.707974809401328,44.778772290341465,{"$f":"Input!$F$21*C5988","v":8.2133570844080328},{"$f":"Input!$F$21*D5988","v":8.143357878102135},8.9576936659123501]
[null,5982,9.5433420042201263E-5,8.1433578781021351E-5,4.7716710021100628,4.0707974809401328,4.4778772290341466,23.858355010550316,20.353987404700664,22.389386145170732,47.716710021100631,40.707974809401328,44.778772290341465,{"$f":"Input!$F$21*C5992","v":9.5433420042201256},{"$f":"Input!$F$21*D5992","v":8.143357878102135},8.9576936659123501]
[null,5987,5.2033912132543502E-5,8.1433578781021351E-5,2.601695606627175,4.0707974809401328,4.4778772290341466,13.008478033135875,20.353987404700664,22.389386145170732,26.016956066271749,40.707974809401328,44.778772290341465,{"$f":"Input!$F$21*C5997","v":5.2033912132543501},{"$f":"Input!$F$21*D5997","v":8.143357878102135},8.9576936659123501]
[null,5990,4.6433975628071544E-5,8.1433578781021351E-5,2.321698781403577,4.0707974809401328,4.4778772290341466,11.608493907017886,20.353987404700664,22.389386145170732,23.216987814035772,40.707974809401328,44.778772290341465,{"$f":"Input!$F$21*C6000","v":4.643397562807154},{"$f":"Input!$F$21*D6000","v":8.143357878102135},8.9576936659123501]
[null,5993,4.5733983565012541E-5,8.1433578781021351E-5,2.2866991782506272,4.0707974809401328,4.4778772290341466,11.433495891253136,20.353987404700664,22.389386145170732,22.866991782506272,40.707974809401328,44.778772290341465,{"$f":"Input!$F$21*C6003","v":4.5733983565012544},{"$f":"Input!$F$21*D6003","v":8.143357878102135},8.9576936659123501]
[null,5996,6.1133808952310451E-5,8.1433578781021351E-5,3.0566904476155226,4.0707974809401328,4.4778772290341466,15.283452238077613,20.353987404700664,22.389386145170732,30.566904476155226,40.707974809401328,44.778772290341465,{"$f":"Input!$F$21*C6006","v":6.1133808952310451},{"$f":"Input!$F$21*D6006","v":8.143357878102135},8.9576936659123501]
[null,5997,8.0733586717962355E-5,8.1433578781021351E-5,4.0366793358981177,4.0707974809401328,4.4778772290341466,20.183396679490588,20.353987404700664,22.389386145170732,40.366793358981177,40.707974809401328,44.778772290341465,{"$f":"Input!$F$21*C6007","v":8.0733586717962353},{"$f":"Input!$F$21*D6007","v":8.143357878102135},8.9576936659123501]
[null,6000,8.9133491474670303E-5,8.1433578781021351E-5,4.4566745737335154,4.0707974809401328,4.4778772290341466,22.283372868667577,20.353987404700664,22.389386145170732,44.566745737335154,40.707974809401328,44.778772290341465,{"$f":"Input!$F$21*C6010","v":8.9133491474670308},{"$f":"Input!$F$21*D6010","v":8.143357878102135},8.9576936659123501]
[null,6003,1.0033336448361425E-4,8.1433578781021351E-5,5.0166682241807123,4.0707974809401328,4.4778772290341466,25.083341120903562,20.353987404700664,22.389386145170732,50.166682241807123,40.707974809401328,44.778772290341465,{"$f":"Input!$F$21*C6013","v":10.033336448361425},{"$f":"Input!$F$21*D6013","v":8.143357878102135},8.9576936659123501]
[null,6008,9.5433420042201263E-5,8.1433578781021351E-5,4.7716710021100628,4.0707974809401328,4.4778772290341466,23.858355010550316,20.353987404700664,22.389386145170732,47.716710021100631,40.707974809401328,44.778772290341465,{"$f":"Input!$F$21*C6018","v":9.5433420042201256},{"$f":"Input!$F$21*D6018","v":8.143357878102135},8.9576936659123501]
[null,6011,6.0433816889251462E-5,8.0733586717962355E-5,3.0216908444625732,4.0358054546822526,4.4393860001504786,15.108454222312865,20.179027273411261,22.196930000752388,30.21690844462573,40.358054546822522,44.393860001504777,{"$f":"Input!$F$21*C6021","v":6.0433816889251464},{"$f":"Input!$F$21*D6021","v":8.0733586717962353},8.8806945389758596]
[null,6015,4.5733983565012541E-5,8.0733586717962355E-5,2.2866991782506272,4.0358054546822526,4.4393860001504786,11.433495891253136,20.179027273411261,22.196930000752388,22.866991782506272,40.358054546822522,44.393860001504777,{"$f":"Input!$F$21*C6025","v":4.5733983565012544},{"$f":"Input!$F$21*D6025","v":8.0733586717962353},8.8806945389758596]
[null,6018,4.9933935943366528E-5,8.0733586717962355E-5,2.4966967971683265,4.0358054546822526,4.4393860001504786,12.483483985841632,20.179027273411261,22.196930000752388,24.966967971683264,40.358054546822522,44.393860001504777,{"$f":"Input!$F$21*C6028","v":4.993393594336653},{"$f":"Input!$F$21*D6028","v":8.0733586717962353},{"$f":"O6028*1.1","v":8.8806945389758596}]
[null,6021,8.4233547033257333E-5,8.0733586717962355E-5,4.2116773516628667,4.0358054546822526,4.4393860001504786,21.058386758314334,20.179027273411261,22.196930000752388,42.116773516628669,40.358054546822522,44.393860001504777,{"$f":"Input!$F$21*C6031","v":8.4233547033257334},{"$f":"Input!$F$21*D6031","v":8.0733586717962353},8.8806945389758596]
[null,6022,8.9133491474670303E-5,8.0733586717962355E-5,4.4566745737335154,4.0358054546822526,4.4393860001504786,22.283372868667577,20.179027273411261,22.196930000752388,44.566745737335154,40.358054546822522,44.393860001504777,{"$f":"Input!$F$21*C6032","v":8.9133491474670308},{"$f":"Input!$F$21*D6032","v":8.0733586717962353},8.8806945389758596]
[null,6025,1.0103335654667326E-4,8.0733586717962355E-5,5.051667827333663,4.0358054546822526,4.4393860001504786,25.258339136668315,20.179027273411261,22.196930000752388,50.51667827333663,40.358054546822522,44.393860001504777,{"$f":"Input!$F$21*C6035","v":10.103335654667326},{"$f":"Input!$F$21*D6035","v":8.0733586717962353},8.8806945389758596]
[null,6029,1.0243334067279125E-4,8.0733586717962355E-5,5.1216670336395627,4.0358054546822526,4.4393860001504786,25.608335168197812,20.179027273411261,22.196930000752388,51.216670336395623,40.358054546822522,44.393860001504777,{"$f":"Input!$F$21*C6039","v":10.243334067279125},{"$f":"Input!$F$21*D6039","v":8.0733586717962353},8.8806945389758596]
[null,6033,8.8433499411611294E-5,8.0733586717962355E-5,4.4216749705805647,4.0358054546822526,4.4393860001504786,22.108374852902823,20.179027273411261,22.196930000752388,44.216749705805647,40.358054546822522,44.393860001504777,{"$f":"Input!$F$21*C6043","v":8.8433499411611294},{"$f":"Input!$F$21*D6043","v":8.0733586717962353},8.8806945389758596]
[null,6036,4.7833959754189535E-5,8.0733586717962355E-5,2.3916979877094766,4.0358054546822526,4.4393860001504786,11.958489938547384,20.179027273411261,22.196930000752388,23.916979877094768,40.358054546822522,44.393860001504777,{"$f":"Input!$F$21*C6046","v":4.7833959754189532},{"$f":"Input!$F$21*D6046","v":8.0733586717962353},8.8806945389758596]
[null,6040,4.5733983565012541E-5,8.0733586717962355E-5,2.2866991782506272,4.0358054546822526,4.4393860001504786,11.433495891253136,20.179027273411261,22.196930000752388,22.866991782506272,40.358054546822522,44.393860001504777,{"$f":"Input!$F$21*C6050","v":4.5733983565012544},{"$f":"Input!$F$21*D6050","v":8.0733586717962353},8.8806945389758596]
[null,6043,4.5733983565012541E-5,8.0733586717962355E-5,2.2866991782506272,4.0358054546822526,4.4393860001504786,11.433495891253136,20.179027273411261,22.196930000752388,22.866991782506272,40.358054546822522,44.393860001504777,{"$f":"Input!$F$21*C6053","v":4.5733983565012544},{"$f":"Input!$F$21*D6053","v":8.0733586717962353},8.8806945389758596]
[null,6046,8.9133491474670303E-5,8.0733586717962355E-5,4.4566745737335154,4.0358054546822526,4.4393860001504786,22.283372868667577,20.179027273411261,22.196930000752388,44.566745737335154,40.358054546822522,44.393860001504777,{"$f":"Input!$F$21*C6056","v":8.9133491474670308},{"$f":"Input!$F$21*D6056","v":8.0733586717962353},8.8806945389758596]
[null,6047,1.0243334067279125E-4,8.0733586717962355E-5,5.1216670336395627,4.0358054546822526,4.4393860001504786,25.608335168197812,20.179027273411261,22.196930000752388,51.216670336395623,40.358054546822522,44.393860001504777,{"$f":"Input!$F$21*C6057","v":10.243334067279125},{"$f":"Input!$F$21*D6057","v":8.0733586717962353},8.8806945389758596]
[null,6050,1.2343310256456111E-4,8.0733586717962355E-5,6.1716551282280561,4.0358054546822526,4.4393860001504786,30.858275641140278,20.179027273411261,22.196930000752388,61.716551282280555,40.358054546822522,44.393860001504777,{"$f":"Input!$F$21*C6060","v":12.343310256456112},{"$f":"Input!$F$21*D6060","v":8.0733586717962353},8.8806945389758596]
[null,6054,1.4023291207797704E-4,8.003359465490336E-5,7.0116456038988515,4.0008134284243715,4.4008947712668087,35.058228019494258,20.004067142121858,22.004473856334045,70.116456038988517,40.008134284243717,44.008947712668089,{"$f":"Input!$F$21*C6064","v":14.023291207797703},{"$f":"Input!$F$21*D6064","v":8.0033594654903357},8.8036954120393709]
[null,6058,7.6533634339608368E-5,8.003359465490336E-5,3.8266817169804184,4.0008134284243715,4.4008947712668087,19.133408584902092,20.004067142121858,22.004473856334045,38.266817169804185,40.008134284243717,44.008947712668089,{"$f":"Input!$F$21*C6068","v":7.6533634339608367},{"$f":"Input!$F$21*D6068","v":8.0033594654903357},8.8036954120393709]
[null,6061,5.4133888321720488E-5,8.003359465490336E-5,2.7066944160860245,4.0008134284243715,4.4008947712668087,13.533472080430123,20.004067142121858,22.004473856334045,27.066944160860245,40.008134284243717,44.008947712668089,{"$f":"Input!$F$21*C6071","v":5.4133888321720489},{"$f":"Input!$F$21*D6071","v":8.0033594654903357},8.8036954120393709]
[null,6065,6.2533793078428443E-5,8.003359465490336E-5,3.1266896539214222,4.0008134284243715,4.4008947712668087,15.633448269607111,20.004067142121858,22.004473856334045,31.266896539214223,40.008134284243717,44.008947712668089,{"$f":"Input!$F$21*C6075","v":6.2533793078428443},{"$f":"Input!$F$21*D6075","v":8.0033594654903357},8.8036954120393709]
[null,6068,7.7233626402667364E-5,8.003359465490336E-5,3.8616813201333682,4.0008134284243715,4.4008947712668087,19.308406600666842,20.004067142121858,22.004473856334045,38.616813201333684,40.008134284243717,44.008947712668089,{"$f":"Input!$F$21*C6078","v":7.7233626402667364},{"$f":"Input!$F$21*D6078","v":8.0033594654903357},8.8036954120393709]
[null,6071,9.8933380357496255E-5,8.003359465490336E-5,4.9466690178748127,4.0008134284243715,4.4008947712668087,24.733345089374065,20.004067142121858,22.004473856334045,49.466690178748131,40.008134284243717,44.008947712668089,{"$f":"Input!$F$21*C6081","v":9.8933380357496254},{"$f":"Input!$F$21*D6081","v":8.0033594654903357},8.8036954120393709]
[null,6072,1.0663329305114521E-4,8.003359465490336E-5,5.3316646525572606,4.0008134284243715,4.4008947712668087,26.6583232627863,20.004067142121858,22.004473856334045,53.316646525572601,40.008134284243717,44.008947712668089,{"$f":"Input!$F$21*C6082","v":10.663329305114521},{"$f":"Input!$F$21*D6082","v":8.0033594654903357},8.8036954120393709]
[null,6075,1.2343310256456111E-4,8.003359465490336E-5,6.1716551282280561,4.0008134284243715,4.4008947712668087,30.858275641140278,20.004067142121858,22.004473856334045,61.716551282280555,40.008134284243717,44.008947712668089,{"$f":"Input!$F$21*C6085","v":12.343310256456112},{"$f":"Input!$F$21*D6085","v":8.0033594654903357},8.8036954120393709]
[null,6080,1.2133312637538414E-4,8.003359465490336E-5,6.0666563187692066,4.0008134284243715,4.4008947712668087,30.333281593846035,20.004067142121858,22.004473856334045,60.66656318769207,40.008134284243717,44.008947712668089,{"$f":"Input!$F$21*C6090","v":12.133312637538413},{"$f":"Input!$F$21*D6090","v":8.0033594654903357},8.8036954120393709]
[null,6083,6.673374545678243E-5,8.003359465490336E-5,3.3366872728391215,4.0008134284243715,4.4008947712668087,16.683436364195607,20.004067142121858,22.004473856334045,33.366872728391215,40.008134284243717,44.008947712668089,{"$f":"Input!$F$21*C6093","v":6.673374545678243},{"$f":"Input!$F$21*D6093","v":8.0033594654903357},8.8036954120393709]
[null,6086,4.6433975628071544E-5,8.003359465490336E-5,2.321698781403577,4.0008134284243715,4.4008947712668087,11.608493907017886,20.004067142121858,22.004473856334045,23.216987814035772,40.008134284243717,44.008947712668089,{"$f":"Input!$F$21*C6096","v":4.643397562807154},{"$f":"Input!$F$21*D6096","v":8.0033594654903357},8.8036954120393709]
[null,6090,4.5733983565012541E-5,8.003359465490336E-5,2.2866991782506272,4.0008134284243715,4.4008947712668087,11.433495891253136,20.004067142121858,22.004473856334045,22.866991782506272,40.008134284243717,44.008947712668089,{"$f":"Input!$F$21*C6100","v":4.5733983565012544},{"$f":"Input!$F$21*D6100","v":8.0033594654903357},8.8036954120393709]
[null,6093,8.6333523222434334E-5,8.003359465490336E-5,4.316676161121717,4.0008134284243715,4.4008947712668087,21.583380805608584,20.004067142121858,22.004473856334045,43.166761611217169,40.008134284243717,44.008947712668089,{"$f":"Input!$F$21*C6103","v":8.6333523222434341},{"$f":"Input!$F$21*D6103","v":8.0033594654903357},8.8036954120393709]
[null,6096,1.1923315018620715E-4,7.9333602591844364E-5,5.9616575093103581,3.9658214021664926,4.3624035423831424,29.808287546551789,19.829107010832463,21.812017711915711,59.616575093103577,39.658214021664925,43.624035423831423,{"$f":"Input!$F$21*C6106","v":11.923315018620716},{"$f":"Input!$F$21*D6106","v":7.9333602591844361},8.7266962851028804]
[null,6097,1.2203311843844312E-4,7.9333602591844364E-5,6.1016559219221564,3.9658214021664926,4.3624035423831424,30.508279609610781,19.829107010832463,21.812017711915711,61.016559219221563,39.658214021664925,43.624035423831423,{"$f":"Input!$F$21*C6107","v":12.203311843844313},{"$f":"Input!$F$21*D6107","v":7.9333602591844361},8.7266962851028804]
[null,6100,1.2973303113209209E-4,7.9333602591844364E-5,6.4866515566046044,3.9658214021664926,4.3624035423831424,32.433257783023024,19.829107010832463,21.812017711915711,64.866515566046047,39.658214021664925,43.624035423831423,{"$f":"Input!$F$21*C6110","v":12.973303113209209},{"$f":"Input!$F$21*D6110","v":7.9333602591844361},8.7266962851028804]
[null,6105,1.0663329305114521E-4,7.9333602591844364E-5,5.3316646525572606,3.9658214021664926,4.3624035423831424,26.6583232627863,19.829107010832463,21.812017711915711,53.316646525572601,39.658214021664925,43.624035423831423,{"$f":"Input!$F$21*C6115","v":10.663329305114521},{"$f":"Input!$F$21*D6115","v":7.9333602591844361},8.7266962851028804]
[null,6108,4.5733983565012541E-5,7.9333602591844364E-5,2.2866991782506272,3.9658214021664926,4.3624035423831424,11.433495891253136,19.829107010832463,21.812017711915711,22.866991782506272,39.658214021664925,43.624035423831423,{"$f":"Input!$F$21*C6118","v":4.5733983565012544},{"$f":"Input!$F$21*D6118","v":7.9333602591844361},8.7266962851028804]
[null,6111,4.5733983565012541E-5,7.9333602591844364E-5,2.2866991782506272,3.9658214021664926,4.3624035423831424,11.433495891253136,19.829107010832463,21.812017711915711,22.866991782506272,39.658214021664925,43.624035423831423,{"$f":"Input!$F$21*C6121","v":4.5733983565012544},{"$f":"Input!$F$21*D6121","v":7.9333602591844361},8.7266962851028804]
[null,6115,4.5733983565012541E-5,7.9333602591844364E-5,2.2866991782506272,3.9658214021664926,4.3624035423831424,11.433495891253136,19.829107010832463,21.812017711915711,22.866991782506272,39.658214021664925,43.624035423831423,{"$f":"Input!$F$21*C6125","v":4.5733983565012544},{"$f":"Input!$F$21*D6125","v":7.9333602591844361},8.7266962851028804]
[null,6118,8.6333523222434334E-5,7.9333602591844364E-5,4.316676161121717,3.9658214021664926,4.3624035423831424,21.583380805608584,19.829107010832463,21.812017711915711,43.166761611217169,39.658214021664925,43.624035423831423,{"$f":"Input!$F$21*C6128","v":8.6333523222434341},{"$f":"Input!$F$21*D6128","v":7.9333602591844361},8.7266962851028804]
[null,6119,9.8233388294437246E-5,7.9333602591844364E-5,4.911669414721862,3.9658214021664926,4.3624035423831424,24.558347073609312,19.829107010832463,21.812017711915711,49.116694147218624,39.658214021664925,43.624035423831423,{"$f":"Input!$F$21*C6129","v":9.8233388294437241},{"$f":"Input!$F$21*D6129","v":7.9333602591844361},8.7266962851028804]
[null,6125,1.0663329305114521E-4,7.9333602591844364E-5,5.3316646525572606,3.9658214021664926,4.3624035423831424,26.6583232627863,19.829107010832463,21.812017711915711,53.316646525572601,39.658214021664925,43.624035423831423,{"$f":"Input!$F$21*C6135","v":10.663329305114521},{"$f":"Input!$F$21*D6135","v":7.9333602591844361},8.7266962851028804]
[null,6126,1.0803327717726321E-4,7.9333602591844364E-5,5.4016638588631603,3.9658214021664926,4.3624035423831424,27.008319294315804,19.829107010832463,21.812017711915711,54.016638588631608,39.658214021664925,43.624035423831423,{"$f":"Input!$F$21*C6136","v":10.803327717726321},{"$f":"Input!$F$21*D6136","v":7.9333602591844361},8.7266962851028804]
[null,6130,8.0733586717962355E-5,7.9333602591844364E-5,4.0366793358981177,3.9658214021664926,4.3624035423831424,20.183396679490588,19.829107010832463,21.812017711915711,40.366793358981177,39.658214021664925,43.624035423831423,{"$f":"Input!$F$21*C6140","v":8.0733586717962353},{"$f":"Input!$F$21*D6140","v":7.9333602591844361},8.7266962851028804]
[null,6133,4.5733983565012541E-5,7.9333602591844364E-5,2.2866991782506272,3.9658214021664926,4.3624035423831424,11.433495891253136,19.829107010832463,21.812017711915711,22.866991782506272,39.658214021664925,43.624035423831423,{"$f":"Input!$F$21*C6143","v":4.5733983565012544},{"$f":"Input!$F$21*D6143","v":7.9333602591844361},8.7266962851028804]
[null,6136,4.5733983565012541E-5,7.8633610528785355E-5,2.2866991782506272,3.930829375908611,4.3239123134994726,11.433495891253136,19.654146879543056,21.619561567497364,22.866991782506272,39.308293759086112,43.239123134994728,{"$f":"Input!$F$21*C6146","v":4.5733983565012544},{"$f":"Input!$F$21*D6146","v":7.8633610528785356},8.64969715816639]
[null,6140,4.9233943880307519E-5,7.8633610528785355E-5,2.4616971940153758,3.930829375908611,4.3239123134994726,12.30848597007688,19.654146879543056,21.619561567497364,24.616971940153761,39.308293759086112,43.239123134994728,{"$f":"Input!$F$21*C6150","v":4.9233943880307516},{"$f":"Input!$F$21*D6150","v":7.8633610528785356},8.64969715816639]
[null,6143,8.3533554970198338E-5,7.8633610528785355E-5,4.1766777485099169,3.930829375908611,4.3239123134994726,20.883388742549585,19.654146879543056,21.619561567497364,41.766777485099169,39.308293759086112,43.239123134994728,{"$f":"Input!$F$21*C6153","v":8.3533554970198338},{"$f":"Input!$F$21*D6153","v":7.8633610528785356},8.64969715816639]
[null,6146,9.6133412105260259E-5,7.8633610528785355E-5,4.8066706052630126,3.930829375908611,4.3239123134994726,24.033353026315066,19.654146879543056,21.619561567497364,48.066706052630131,39.308293759086112,43.239123134994728,{"$f":"Input!$F$21*C6156","v":9.6133412105260252},{"$f":"Input!$F$21*D6156","v":7.8633610528785356},{"$f":"O6156*1.1","v":8.64969715816639}]
[null,6148,1.0453331686196822E-4,7.8633610528785355E-5,5.2266658430984112,3.930829375908611,4.3239123134994726,26.133329215492054,19.654146879543056,21.619561567497364,52.266658430984108,39.308293759086112,43.239123134994728,{"$f":"Input!$F$21*C6158","v":10.453331686196822},{"$f":"Input!$F$21*D6158","v":7.8633610528785356},8.64969715816639]
[null,6151,1.1083324542949919E-4,7.8633610528785355E-5,5.5416622714749595,3.930829375908611,4.3239123134994726,27.7083113573748,19.654146879543056,21.619561567497364,55.4166227147496,39.308293759086112,43.239123134994728,{"$f":"Input!$F$21*C6161","v":11.083324542949919},{"$f":"Input!$F$21*D6161","v":7.8633610528785356},8.64969715816639]
[null,6155,7.0933697835136403E-5,7.8633610528785355E-5,3.5466848917568203,3.930829375908611,4.3239123134994726,17.7334244587841,19.654146879543056,21.619561567497364,35.4668489175682,39.308293759086112,43.239123134994728,{"$f":"Input!$F$21*C6165","v":7.0933697835136407},{"$f":"Input!$F$21*D6165","v":7.8633610528785356},8.64969715816639]
[null,6158,5.2033912132543502E-5,7.8633610528785355E-5,2.601695606627175,3.930829375908611,4.3239123134994726,13.008478033135875,19.654146879543056,21.619561567497364,26.016956066271749,39.308293759086112,43.239123134994728,{"$f":"Input!$F$21*C6168","v":5.2033912132543501},{"$f":"Input!$F$21*D6168","v":7.8633610528785356},8.64969715816639]
[null,6162,5.8333840700074476E-5,7.8633610528785355E-5,2.9166920350037238,3.930829375908611,4.3239123134994726,14.583460175018619,19.654146879543056,21.619561567497364,29.166920350037238,39.308293759086112,43.239123134994728,{"$f":"Input!$F$21*C6172","v":5.8333840700074475},{"$f":"Input!$F$21*D6172","v":7.8633610528785356},8.64969715816639]
[null,6165,8.7733507348552325E-5,7.7933618465726359E-5,4.3866753674276167,3.8958373496507326,4.2854210846158063,21.933376837138081,19.479186748253664,21.427105423079031,43.866753674276161,38.958373496507328,42.854210846158061,{"$f":"Input!$F$21*C6175","v":8.7733507348552333},{"$f":"Input!$F$21*D6175","v":7.793361846572636},8.5726980312298995]
[null,6168,1.0593330098808622E-4,7.7933618465726359E-5,5.2966650494043108,3.8958373496507326,4.2854210846158063,26.483325247021558,19.479186748253664,21.427105423079031,52.966650494043115,38.958373496507328,42.854210846158061,{"$f":"Input!$F$21*C6178","v":10.593330098808622},{"$f":"Input!$F$21*D6178","v":7.793361846572636},8.5726980312298995]
[null,6171,1.1153323749255818E-4,7.7933618465726359E-5,5.5766618746279084,3.8958373496507326,4.2854210846158063,27.883309373139543,19.479186748253664,21.427105423079031,55.766618746279086,38.958373496507328,42.854210846158061,{"$f":"Input!$F$21*C6181","v":11.153323749255817},{"$f":"Input!$F$21*D6181","v":7.793361846572636},8.5726980312298995]
[null,6173,1.2273311050150213E-4,7.7933618465726359E-5,6.1366555250751063,3.8958373496507326,4.2854210846158063,30.683277625375535,19.479186748253664,21.427105423079031,61.36655525075107,38.958373496507328,42.854210846158061,{"$f":"Input!$F$21*C6183","v":12.273311050150213},{"$f":"Input!$F$21*D6183","v":7.793361846572636},8.5726980312298995]
[null,6176,1.1433320574479419E-4,7.7933618465726359E-5,5.7166602872397094,3.8958373496507326,4.2854210846158063,28.583301436198546,19.479186748253664,21.427105423079031,57.166602872397092,38.958373496507328,42.854210846158061,{"$f":"Input!$F$21*C6186","v":11.433320574479419},{"$f":"Input!$F$21*D6186","v":7.793361846572636},8.5726980312298995]
[null,6180,6.3933777204546434E-5,7.7933618465726359E-5,3.1966888602273218,3.8958373496507326,4.2854210846158063,15.983444301136608,19.479186748253664,21.427105423079031,31.966888602273215,38.958373496507328,42.854210846158061,{"$f":"Input!$F$21*C6190","v":6.3933777204546436},{"$f":"Input!$F$21*D6190","v":7.793361846572636},8.5726980312298995]
[null,6183,5.9033832763133471E-5,7.7933618465726359E-5,2.9516916381566736,3.8958373496507326,4.2854210846158063,14.758458190783367,19.479186748253664,21.427105423079031,29.516916381566734,38.958373496507328,42.854210846158061,{"$f":"Input!$F$21*C6193","v":5.9033832763133471},{"$f":"Input!$F$21*D6193","v":7.793361846572636},8.5726980312298995]
[null,6187,6.183380101536946E-5,7.7933618465726359E-5,3.0916900507684728,3.8958373496507326,4.2854210846158063,15.458450253842365,19.479186748253664,21.427105423079031,30.91690050768473,38.958373496507328,42.854210846158061,{"$f":"Input!$F$21*C6197","v":6.1833801015369456},{"$f":"Input!$F$21*D6197","v":7.793361846572636},8.5726980312298995]
[null,6190,6.3233785141487438E-5,7.7933618465726359E-5,3.161689257074372,3.8958373496507326,4.2854210846158063,15.808446285371859,19.479186748253664,21.427105423079031,31.616892570743719,38.958373496507328,42.854210846158061,{"$f":"Input!$F$21*C6200","v":6.323378514148744},{"$f":"Input!$F$21*D6200","v":7.793361846572636},8.5726980312298995]
[null,6192,6.3233785141487438E-5,7.7933618465726359E-5,3.161689257074372,3.8958373496507326,4.2854210846158063,15.808446285371859,19.479186748253664,21.427105423079031,31.616892570743719,38.958373496507328,42.854210846158061,{"$f":"Input!$F$21*C6202","v":6.323378514148744},{"$f":"Input!$F$21*D6202","v":7.793361846572636},8.5726980312298995]
[null,6195,6.3933777204546434E-5,7.7933618465726359E-5,3.1966888602273218,3.8958373496507326,4.2854210846158063,15.983444301136608,19.479186748253664,21.427105423079031,31.966888602273215,38.958373496507328,42.854210846158061,{"$f":"Input!$F$21*C6205","v":6.3933777204546436},{"$f":"Input!$F$21*D6205","v":7.793361846572636},8.5726980312298995]
[null,6198,6.4633769267605429E-5,7.7933618465726359E-5,3.2316884633802716,3.8958373496507326,4.2854210846158063,16.158442316901358,19.479186748253664,21.427105423079031,32.316884633802715,38.958373496507328,42.854210846158061,{"$f":"Input!$F$21*C6208","v":6.4633769267605432},{"$f":"Input!$F$21*D6208","v":7.793361846572636},8.5726980312298995]
[null,6201,6.0433816889251462E-5,7.7933618465726359E-5,3.0216908444625732,3.8958373496507326,4.2854210846158063,15.108454222312865,19.479186748253664,21.427105423079031,30.21690844462573,38.958373496507328,42.854210846158061,{"$f":"Input!$F$21*C6211","v":6.0433816889251464},{"$f":"Input!$F$21*D6211","v":7.793361846572636},8.5726980312298995]
[null,6205,4.7833959754189535E-5,7.7933618465726359E-5,2.3916979877094766,3.8958373496507326,4.2854210846158063,11.958489938547384,19.479186748253664,21.427105423079031,23.916979877094768,38.958373496507328,42.854210846158061,{"$f":"Input!$F$21*C6215","v":4.7833959754189532},{"$f":"Input!$F$21*D6215","v":7.793361846572636},8.5726980312298995]
[null,6208,4.9233943880307519E-5,7.7933618465726359E-5,2.4616971940153758,3.8958373496507326,4.2854210846158063,12.30848597007688,19.479186748253664,21.427105423079031,24.616971940153761,38.958373496507328,42.854210846158061,{"$f":"Input!$F$21*C6218","v":4.9233943880307516},{"$f":"Input!$F$21*D6218","v":7.793361846572636},8.5726980312298995]
[null,6212,5.6933856573956484E-5,7.7233626402667364E-5,2.8466928286978241,3.8608453233928519,4.2469298557321373,14.233464143489121,19.304226616964257,21.234649278660683,28.466928286978241,38.608453233928515,42.469298557321366,{"$f":"Input!$F$21*C6222","v":5.6933856573956483},{"$f":"Input!$F$21*D6222","v":7.7233626402667364},8.4956989042934108]
[null,6215,6.183380101536946E-5,7.7233626402667364E-5,3.0916900507684728,3.8608453233928519,4.2469298557321373,15.458450253842365,19.304226616964257,21.234649278660683,30.91690050768473,38.608453233928515,42.469298557321366,{"$f":"Input!$F$21*C6225","v":6.1833801015369456},{"$f":"Input!$F$21*D6225","v":7.7233626402667364},8.4956989042934108]
[null,6217,6.3233785141487438E-5,7.7233626402667364E-5,3.161689257074372,3.8608453233928519,4.2469298557321373,15.808446285371859,19.304226616964257,21.234649278660683,31.616892570743719,38.608453233928515,42.469298557321366,{"$f":"Input!$F$21*C6227","v":6.323378514148744},{"$f":"Input!$F$21*D6227","v":7.7233626402667364},8.4956989042934108]
[null,6220,6.7433737519841425E-5,7.7233626402667364E-5,3.3716868759920713,3.8608453233928519,4.2469298557321373,16.858434379960357,19.304226616964257,21.234649278660683,33.716868759920715,38.608453233928515,42.469298557321366,{"$f":"Input!$F$21*C6230","v":6.7433737519841426},{"$f":"Input!$F$21*D6230","v":7.7233626402667364},8.4956989042934108]
[null,6223,7.9333602591844364E-5,7.7233626402667364E-5,3.9666801295922181,3.8608453233928519,4.2469298557321373,19.833400647961092,19.304226616964257,21.234649278660683,39.666801295922184,38.608453233928515,42.469298557321366,{"$f":"Input!$F$21*C6233","v":7.9333602591844361},{"$f":"Input!$F$21*D6233","v":7.7233626402667364},8.4956989042934108]
[null,6227,5.9033832763133471E-5,7.7233626402667364E-5,2.9516916381566736,3.8608453233928519,4.2469298557321373,14.758458190783367,19.304226616964257,21.234649278660683,29.516916381566734,38.608453233928515,42.469298557321366,{"$f":"Input!$F$21*C6237","v":5.9033832763133471},{"$f":"Input!$F$21*D6237","v":7.7233626402667364},8.4956989042934108]
[null,6230,5.9033832763133471E-5,7.7233626402667364E-5,2.9516916381566736,3.8608453233928519,4.2469298557321373,14.758458190783367,19.304226616964257,21.234649278660683,29.516916381566734,38.608453233928515,42.469298557321366,{"$f":"Input!$F$21*C6240","v":5.9033832763133471},{"$f":"Input!$F$21*D6240","v":7.7233626402667364},8.4956989042934108]
[null,6233,6.2533793078428443E-5,7.7233626402667364E-5,3.1266896539214222,3.8608453233928519,4.2469298557321373,15.633448269607111,19.304226616964257,21.234649278660683,31.266896539214223,38.608453233928515,42.469298557321366,{"$f":"Input!$F$21*C6243","v":6.2533793078428443},{"$f":"Input!$F$21*D6243","v":7.7233626402667364},8.4956989042934108]
[null,6237,8.4233547033257333E-5,7.7233626402667364E-5,4.2116773516628667,3.8608453233928519,4.2469298557321373,21.058386758314334,19.304226616964257,21.234649278660683,42.116773516628669,38.608453233928515,42.469298557321366,{"$f":"Input!$F$21*C6247","v":8.4233547033257334},{"$f":"Input!$F$21*D6247","v":7.7233626402667364},8.4956989042934108]
[null,6238,9.1933459726906285E-5,7.7233626402667364E-5,4.5966729863453146,3.8608453233928519,4.2469298557321373,22.98336493172657,19.304226616964257,21.234649278660683,45.966729863453139,38.608453233928515,42.469298557321366,{"$f":"Input!$F$21*C6248","v":9.1933459726906293},{"$f":"Input!$F$21*D6248","v":7.7233626402667364},8.4956989042934108]
[null,6244,8.9133491474670303E-5,7.7233626402667364E-5,4.4566745737335154,3.8608453233928519,4.2469298557321373,22.283372868667577,19.304226616964257,21.234649278660683,44.566745737335154,38.608453233928515,42.469298557321366,{"$f":"Input!$F$21*C6254","v":8.9133491474670308},{"$f":"Input!$F$21*D6254","v":7.7233626402667364},8.4956989042934108]
[null,6245,8.4233547033257333E-5,7.7233626402667364E-5,4.2116773516628667,3.8608453233928519,4.2469298557321373,21.058386758314334,19.304226616964257,21.234649278660683,42.116773516628669,38.608453233928515,42.469298557321366,{"$f":"Input!$F$21*C6255","v":8.4233547033257334},{"$f":"Input!$F$21*D6255","v":7.7233626402667364},8.4956989042934108]
[null,6248,7.8633610528785355E-5,7.6533634339608368E-5,3.9316805264392678,3.8258532971349717,4.2084386268484693,19.658402632196339,19.129266485674858,21.042193134242346,39.316805264392677,38.258532971349716,42.084386268484693,{"$f":"Input!$F$21*C6258","v":7.8633610528785356},{"$f":"Input!$F$21*D6258","v":7.6533634339608367},8.4186997773569203]
[null,6252,6.0433816889251462E-5,7.6533634339608368E-5,3.0216908444625732,3.8258532971349717,4.2084386268484693,15.108454222312865,19.129266485674858,21.042193134242346,30.21690844462573,38.258532971349716,42.084386268484693,{"$f":"Input!$F$21*C6262","v":6.0433816889251464},{"$f":"Input!$F$21*D6262","v":7.6533634339608367},8.4186997773569203]
[null,6255,5.6233864510897489E-5,7.6533634339608368E-5,2.8116932255448743,3.8258532971349717,4.2084386268484693,14.058466127724373,19.129266485674858,21.042193134242346,28.116932255448745,38.258532971349716,42.084386268484693,{"$f":"Input!$F$21*C6265","v":5.6233864510897487},{"$f":"Input!$F$21*D6265","v":7.6533634339608367},8.4186997773569203]
[null,6258,6.183380101536946E-5,7.6533634339608368E-5,3.0916900507684728,3.8258532971349717,4.2084386268484693,15.458450253842365,19.129266485674858,21.042193134242346,30.91690050768473,38.258532971349716,42.084386268484693,{"$f":"Input!$F$21*C6268","v":6.1833801015369456},{"$f":"Input!$F$21*D6268","v":7.6533634339608367},8.4186997773569203]
[null,6263,7.9333602591844364E-5,7.6533634339608368E-5,3.9666801295922181,3.8258532971349717,4.2084386268484693,19.833400647961092,19.129266485674858,21.042193134242346,39.666801295922184,38.258532971349716,42.084386268484693,{"$f":"Input!$F$21*C6273","v":7.9333602591844361},{"$f":"Input!$F$21*D6273","v":7.6533634339608367},8.4186997773569203]
[null,6266,9.0533475600788294E-5,7.6533634339608368E-5,4.526673780039415,3.8258532971349717,4.2084386268484693,22.633368900197073,19.129266485674858,21.042193134242346,45.266737800394147,38.258532971349716,42.084386268484693,{"$f":"Input!$F$21*C6276","v":9.05334756007883},{"$f":"Input!$F$21*D6276","v":7.6533634339608367},8.4186997773569203]
[null,6267,8.9833483537729298E-5,7.6533634339608368E-5,4.4916741768864652,3.8258532971349717,4.2084386268484693,22.458370884432323,19.129266485674858,21.042193134242346,44.916741768864647,38.258532971349716,42.084386268484693,{"$f":"Input!$F$21*C6277","v":8.9833483537729304},{"$f":"Input!$F$21*D6277","v":7.6533634339608367},8.4186997773569203]
[null,6270,9.6133412105260259E-5,7.6533634339608368E-5,4.8066706052630126,3.8258532971349717,4.2084386268484693,24.033353026315066,19.129266485674858,21.042193134242346,48.066706052630131,38.258532971349716,42.084386268484693,{"$f":"Input!$F$21*C6280","v":9.6133412105260252},{"$f":"Input!$F$21*D6280","v":7.6533634339608367},8.4186997773569203]
[null,6273,8.4233547033257333E-5,7.6533634339608368E-5,{"$f":"$E$9*C6283","v":4.2116773516628667},3.8258532971349717,{"$f":"F6283*1.1","v":4.2084386268484693},{"$f":"$H$9*C6283","v":21.058386758314334},19.129266485674858,{"$f":"I6283*1.1","v":21.042193134242346},{"$f":"$K$9*C6283","v":42.116773516628669},38.258532971349716,{"$f":"L6283*1.1","v":42.084386268484693},{"$f":"Input!$F$21*C6283","v":8.4233547033257334},{"$f":"Input!$F$21*D6283","v":7.6533634339608367},8.4186997773569203]
[null,6277,5.0633928006425517E-5,7.6533634339608368E-5,2.5316964003212759,3.8258532971349717,4.2084386268484693,12.65848200160638,19.129266485674858,21.042193134242346,25.31696400321276,38.258532971349716,42.084386268484693,{"$f":"Input!$F$21*C6287","v":5.0633928006425517},{"$f":"Input!$F$21*D6287","v":7.6533634339608367},8.4186997773569203]
[null,6280,5.4833880384779504E-5,7.6533634339608368E-5,2.7416940192389752,3.8258532971349717,4.2084386268484693,13.708470096194876,19.129266485674858,21.042193134242346,27.416940192389752,38.258532971349716,42.084386268484693,{"$f":"Input!$F$21*C6290","v":5.4833880384779503},{"$f":"Input!$F$21*D6290","v":7.6533634339608367},8.4186997773569203]
[null,6283,7.0233705772077408E-5,7.6533634339608368E-5,3.5116852886038705,3.8258532971349717,4.2084386268484693,17.558426443019354,19.129266485674858,21.042193134242346,35.116852886038707,38.258532971349716,42.084386268484693,{"$f":"Input!$F$21*C6293","v":7.0233705772077411},{"$f":"Input!$F$21*D6293","v":7.6533634339608367},8.4186997773569203]
[null,6288,7.5133650213490377E-5,7.5833642276549373E-5,3.7566825106745187,3.7908612708770915,4.1699473979648012,18.783412553372596,18.954306354385459,20.849736989824006,37.566825106745192,37.908612708770917,41.699473979648012,{"$f":"Input!$F$21*C6298","v":7.5133650213490375},{"$f":"Input!$F$21*D6298","v":7.5833642276549371},8.3417006504204316]
[null,6291,7.3733666087372386E-5,7.5833642276549373E-5,3.6866833043686191,3.7908612708770915,4.1699473979648012,18.433416521843096,18.954306354385459,20.849736989824006,36.866833043686192,37.908612708770917,41.699473979648012,{"$f":"Input!$F$21*C6301","v":7.3733666087372383},{"$f":"Input!$F$21*D6301","v":7.5833642276549371},8.3417006504204316]
[null,6292,7.3733666087372386E-5,7.5833642276549373E-5,3.6866833043686191,3.7908612708770915,4.1699473979648012,18.433416521843096,18.954306354385459,20.849736989824006,36.866833043686192,37.908612708770917,41.699473979648012,{"$f":"Input!$F$21*C6302","v":7.3733666087372383},{"$f":"Input!$F$21*D6302","v":7.5833642276549371},8.3417006504204316]
[null,6295,7.4433658150431381E-5,7.5833642276549373E-5,3.7216829075215689,3.7908612708770915,4.1699473979648012,18.608414537607846,18.954306354385459,20.849736989824006,37.216829075215692,37.908612708770917,41.699473979648012,{"$f":"Input!$F$21*C6305","v":7.4433658150431379},{"$f":"Input!$F$21*D6305","v":7.5833642276549371},8.3417006504204316]
[null,6298,6.7433737519841425E-5,7.5833642276549373E-5,3.3716868759920713,3.7908612708770915,4.1699473979648012,16.858434379960357,18.954306354385459,20.849736989824006,33.716868759920715,37.908612708770917,41.699473979648012,{"$f":"Input!$F$21*C6308","v":6.7433737519841426},{"$f":"Input!$F$21*D6308","v":7.5833642276549371},8.3417006504204316]
[null,6302,5.4833880384779504E-5,7.5833642276549373E-5,2.7416940192389752,3.7908612708770915,4.1699473979648012,13.708470096194876,18.954306354385459,20.849736989824006,27.416940192389752,37.908612708770917,41.699473979648012,{"$f":"Input!$F$21*C6312","v":5.4833880384779503},{"$f":"Input!$F$21*D6312","v":7.5833642276549371},8.3417006504204316]
[null,6305,5.34338962586615E-5,7.5833642276549373E-5,2.6716948129330751,3.7908612708770915,4.1699473979648012,13.358474064665375,18.954306354385459,20.849736989824006,26.716948129330749,37.908612708770917,41.699473979648012,{"$f":"Input!$F$21*C6315","v":5.3433896258661502},{"$f":"Input!$F$21*D6315","v":7.5833642276549371},8.3417006504204316]
[null,6309,7.0933697835136403E-5,7.5833642276549373E-5,3.5466848917568203,3.7908612708770915,4.1699473979648012,17.7334244587841,18.954306354385459,20.849736989824006,35.4668489175682,37.908612708770917,41.699473979648012,{"$f":"Input!$F$21*C6319","v":7.0933697835136407},{"$f":"Input!$F$21*D6319","v":7.5833642276549371},8.3417006504204316]
[null,6313,7.0233705772077408E-5,7.5833642276549373E-5,3.5116852886038705,3.7908612708770915,4.1699473979648012,17.558426443019354,18.954306354385459,20.849736989824006,35.116852886038707,37.908612708770917,41.699473979648012,{"$f":"Input!$F$21*C6323","v":7.0233705772077411},{"$f":"Input!$F$21*D6323","v":7.5833642276549371},8.3417006504204316]
[null,6316,6.883372164595943E-5,7.5833642276549373E-5,3.4416860822979713,3.7908612708770915,4.1699473979648012,17.208430411489857,18.954306354385459,20.849736989824006,34.416860822979714,37.908612708770917,41.699473979648012,{"$f":"Input!$F$21*C6326","v":6.8833721645959427},{"$f":"Input!$F$21*D6326","v":7.5833642276549371},8.3417006504204316]
[null,6317,7.0233705772077408E-5,7.5833642276549373E-5,3.5116852886038705,3.7908612708770915,4.1699473979648012,17.558426443019354,18.954306354385459,20.849736989824006,35.116852886038707,37.908612708770917,41.699473979648012,{"$f":"Input!$F$21*C6327","v":7.0233705772077411},{"$f":"Input!$F$21*D6327","v":7.5833642276549371},8.3417006504204316]
[null,6320,7.0233705772077408E-5,7.5133650213490377E-5,3.5116852886038705,3.7558692446192108,4.1314561690811322,17.558426443019354,18.779346223096056,20.657280845405662,35.116852886038707,37.558692446192111,41.314561690811324,{"$f":"Input!$F$21*C6330","v":7.0233705772077411},{"$f":"Input!$F$21*D6330","v":7.5133650213490375},8.2647015234839412]
[null,6323,6.183380101536946E-5,7.5133650213490377E-5,3.0916900507684728,3.7558692446192108,4.1314561690811322,15.458450253842365,18.779346223096056,20.657280845405662,30.91690050768473,37.558692446192111,41.314561690811324,{"$f":"Input!$F$21*C6333","v":6.1833801015369456},{"$f":"Input!$F$21*D6333","v":7.5133650213490375},8.2647015234839412]
[null,6327,5.34338962586615E-5,7.5133650213490377E-5,2.6716948129330751,3.7558692446192108,4.1314561690811322,13.358474064665375,18.779346223096056,20.657280845405662,26.716948129330749,37.558692446192111,41.314561690811324,{"$f":"Input!$F$21*C6337","v":5.3433896258661502},{"$f":"Input!$F$21*D6337","v":7.5133650213490375},8.2647015234839412]
[null,6330,5.6933856573956484E-5,7.5133650213490377E-5,2.8466928286978241,3.7558692446192108,4.1314561690811322,14.233464143489121,18.779346223096056,20.657280845405662,28.466928286978241,37.558692446192111,41.314561690811324,{"$f":"Input!$F$21*C6340","v":5.6933856573956483},{"$f":"Input!$F$21*D6340","v":7.5133650213490375},8.2647015234839412]
[null,6334,6.9533713709018426E-5,7.5133650213490377E-5,3.4766856854509212,3.7558692446192108,4.1314561690811322,17.383428427254607,18.779346223096056,20.657280845405662,34.766856854509214,37.558692446192111,41.314561690811324,{"$f":"Input!$F$21*C6344","v":6.9533713709018423},{"$f":"Input!$F$21*D6344","v":7.5133650213490375},8.2647015234839412]
[null,6338,6.1133808952310451E-5,7.5133650213490377E-5,3.0566904476155226,3.7558692446192108,4.1314561690811322,15.283452238077613,18.779346223096056,20.657280845405662,30.566904476155226,37.558692446192111,41.314561690811324,{"$f":"Input!$F$21*C6348","v":6.1133808952310451},{"$f":"Input!$F$21*D6348","v":7.5133650213490375},{"$f":"O6348*1.1","v":8.2647015234839412}]
[null,6341,6.3233785141487438E-5,7.5133650213490377E-5,3.161689257074372,3.7558692446192108,4.1314561690811322,15.808446285371859,18.779346223096056,20.657280845405662,31.616892570743719,37.558692446192111,41.314561690811324,{"$f":"Input!$F$21*C6351","v":6.323378514148744},{"$f":"Input!$F$21*D6351","v":7.5133650213490375},8.2647015234839412]
[null,6342,6.5333761330664439E-5,7.5133650213490377E-5,3.2666880665332219,3.7558692446192108,4.1314561690811322,16.333440332666111,18.779346223096056,20.657280845405662,32.666880665332222,37.558692446192111,41.314561690811324,{"$f":"Input!$F$21*C6352","v":6.5333761330664437},{"$f":"Input!$F$21*D6352","v":7.5133650213490375},8.2647015234839412]
[null,6345,6.9533713709018426E-5,7.5133650213490377E-5,3.4766856854509212,3.7558692446192108,4.1314561690811322,17.383428427254607,18.779346223096056,20.657280845405662,34.766856854509214,37.558692446192111,41.314561690811324,{"$f":"Input!$F$21*C6355","v":6.9533713709018423},{"$f":"Input!$F$21*D6355","v":7.5133650213490375},8.2647015234839412]
[null,6348,6.6033753393723434E-5,7.5133650213490377E-5,3.3016876696861717,3.7558692446192108,4.1314561690811322,16.508438348430857,18.779346223096056,20.657280845405662,33.016876696861715,37.558692446192111,41.314561690811324,{"$f":"Input!$F$21*C6358","v":6.6033753393723433},{"$f":"Input!$F$21*D6358","v":7.5133650213490375},8.2647015234839412]
[null,6352,7.4433658150431381E-5,7.5133650213490377E-5,3.7216829075215689,3.7558692446192108,4.1314561690811322,18.608414537607846,18.779346223096056,20.657280845405662,37.216829075215692,37.558692446192111,41.314561690811324,{"$f":"Input!$F$21*C6362","v":7.4433658150431379},{"$f":"Input!$F$21*D6362","v":7.5133650213490375},8.2647015234839412]
[null,6355,7.9333602591844364E-5,7.5133650213490377E-5,3.9666801295922181,3.7558692446192108,4.1314561690811322,19.833400647961092,18.779346223096056,20.657280845405662,39.666801295922184,37.558692446192111,41.314561690811324,{"$f":"Input!$F$21*C6365","v":7.9333602591844361},{"$f":"Input!$F$21*D6365","v":7.5133650213490375},8.2647015234839412]
[null,6360,9.1233467663847303E-5,7.5133650213490377E-5,4.5616733831923648,3.7558692446192108,4.1314561690811322,22.808366915961827,18.779346223096056,20.657280845405662,45.616733831923653,37.558692446192111,41.314561690811324,{"$f":"Input!$F$21*C6370","v":9.1233467663847296},{"$f":"Input!$F$21*D6370","v":7.5133650213490375},8.2647015234839412]
[null,6363,9.4033435916083286E-5,7.4433658150431381E-5,4.7016717958041641,3.720877218361331,4.0929649401974642,23.508358979020823,18.604386091806656,20.464824700987325,47.016717958041646,37.208772183613313,40.92964940197465,{"$f":"Input!$F$21*C6373","v":9.4033435916083281},{"$f":"Input!$F$21*D6373","v":7.4433658150431379},8.1877023965474525]
[null,6366,1.1433320574479419E-4,7.4433658150431381E-5,5.7166602872397094,3.720877218361331,4.0929649401974642,28.583301436198546,18.604386091806656,20.464824700987325,57.166602872397092,37.208772183613313,40.92964940197465,{"$f":"Input!$F$21*C6376","v":11.433320574479419},{"$f":"Input!$F$21*D6376","v":7.4433658150431379},8.1877023965474525]
[null,6367,1.241330946276201E-4,7.4433658150431381E-5,6.206654731381005,3.720877218361331,4.0929649401974642,31.033273656905024,18.604386091806656,20.464824700987325,62.066547313810048,37.208772183613313,40.92964940197465,{"$f":"Input!$F$21*C6377","v":12.41330946276201},{"$f":"Input!$F$21*D6377","v":7.4433658150431379},8.1877023965474525]
[null,6370,9.7533396231378264E-5,7.4433658150431381E-5,4.8766698115689131,3.720877218361331,4.0929649401974642,24.383349057844566,18.604386091806656,20.464824700987325,48.766698115689131,37.208772183613313,40.92964940197465,{"$f":"Input!$F$21*C6380","v":9.7533396231378262},{"$f":"Input!$F$21*D6380","v":7.4433658150431379},8.1877023965474525]
[null,6373,8.4933539096316329E-5,7.4433658150431381E-5,4.2466769548158165,3.720877218361331,4.0929649401974642,21.233384774079081,18.604386091806656,20.464824700987325,42.466769548158162,37.208772183613313,40.92964940197465,{"$f":"Input!$F$21*C6383","v":8.4933539096316331},{"$f":"Input!$F$21*D6383","v":7.4433658150431379},8.1877023965474525]
[null,6376,8.003359465490336E-5,7.4433658150431381E-5,4.0016797327451679,3.720877218361331,4.0929649401974642,20.008398663725838,18.604386091806656,20.464824700987325,40.016797327451677,37.208772183613313,40.92964940197465,{"$f":"Input!$F$21*C6386","v":8.0033594654903357},{"$f":"Input!$F$21*D6386","v":7.4433658150431379},8.1877023965474525]
[null,6381,1.1013325336644018E-4,7.4433658150431381E-5,5.5066626683220088,3.720877218361331,4.0929649401974642,27.533313341610047,18.604386091806656,20.464824700987325,55.066626683220093,37.208772183613313,40.92964940197465,{"$f":"Input!$F$21*C6391","v":11.013325336644018},{"$f":"Input!$F$21*D6391","v":7.4433658150431379},8.1877023965474525]
[null,6385,1.1993314224926614E-4,7.4433658150431381E-5,5.996657112463307,3.720877218361331,4.0929649401974642,29.983285562316535,18.604386091806656,20.464824700987325,59.96657112463307,37.208772183613313,40.92964940197465,{"$f":"Input!$F$21*C6395","v":11.993314224926614},{"$f":"Input!$F$21*D6395","v":7.4433658150431379},8.1877023965474525]
[null,6388,1.2973303113209209E-4,7.4433658150431381E-5,6.4866515566046044,3.720877218361331,4.0929649401974642,32.433257783023024,18.604386091806656,20.464824700987325,64.866515566046047,37.208772183613313,40.92964940197465,{"$f":"Input!$F$21*C6398","v":12.973303113209209},{"$f":"Input!$F$21*D6398","v":7.4433658150431379},8.1877023965474525]
[null,6391,1.2903303906903311E-4,7.4433658150431381E-5,6.4516519534516554,3.720877218361331,4.0929649401974642,32.258259767258274,18.604386091806656,20.464824700987325,64.516519534516547,37.208772183613313,40.92964940197465,{"$f":"Input!$F$21*C6401","v":12.903303906903311},{"$f":"Input!$F$21*D6401","v":7.4433658150431379},8.1877023965474525]
[null,6392,1.2273311050150213E-4,7.3733666087372386E-5,6.1366555250751063,3.6858851921034503,4.0544737113137961,30.683277625375535,18.42942596051725,20.272368556568978,61.36655525075107,36.8588519210345,40.544737113137955,{"$f":"Input!$F$21*C6402","v":12.273311050150213},{"$f":"Input!$F$21*D6402","v":7.3733666087372383},8.110703269610962]
[null,6395,9.5433420042201263E-5,7.3733666087372386E-5,4.7716710021100628,3.6858851921034503,4.0544737113137961,23.858355010550316,18.42942596051725,20.272368556568978,47.716710021100631,36.8588519210345,40.544737113137955,{"$f":"Input!$F$21*C6405","v":9.5433420042201256},{"$f":"Input!$F$21*D6405","v":7.3733666087372383},8.110703269610962]
[null,6399,8.0733586717962355E-5,7.3733666087372386E-5,4.0366793358981177,3.6858851921034503,4.0544737113137961,20.183396679490588,18.42942596051725,20.272368556568978,40.366793358981177,36.8588519210345,40.544737113137955,{"$f":"Input!$F$21*C6409","v":8.0733586717962353},{"$f":"Input!$F$21*D6409","v":7.3733666087372383},8.110703269610962]
[null,6401,8.1433578781021351E-5,7.3733666087372386E-5,{"$f":"$E$9*C6411","v":4.0716789390510675},3.6858851921034503,{"$f":"F6411*1.1","v":4.0544737113137961},{"$f":"$H$9*C6411","v":20.358394695255338},18.42942596051725,{"$f":"I6411*1.1","v":20.272368556568978},{"$f":"$K$9*C6411","v":40.716789390510677},36.8588519210345,{"$f":"L6411*1.1","v":40.544737113137955},{"$f":"Input!$F$21*C6411","v":8.143357878102135},{"$f":"Input!$F$21*D6411","v":7.3733666087372383},8.110703269610962]
[null,6406,1.0103335654667326E-4,7.3733666087372386E-5,5.051667827333663,3.6858851921034503,4.0544737113137961,25.258339136668315,18.42942596051725,20.272368556568978,50.51667827333663,36.8588519210345,40.544737113137955,{"$f":"Input!$F$21*C6416","v":10.103335654667326},{"$f":"Input!$F$21*D6416","v":7.3733666087372383},8.110703269610962]
[null,6410,1.0803327717726321E-4,7.3733666087372386E-5,5.4016638588631603,3.6858851921034503,4.0544737113137961,27.008319294315804,18.42942596051725,20.272368556568978,54.016638588631608,36.8588519210345,40.544737113137955,{"$f":"Input!$F$21*C6420","v":10.803327717726321},{"$f":"Input!$F$21*D6420","v":7.3733666087372383},8.110703269610962]
[null,6413,1.0803327717726321E-4,7.3733666087372386E-5,5.4016638588631603,3.6858851921034503,4.0544737113137961,27.008319294315804,18.42942596051725,20.272368556568978,54.016638588631608,36.8588519210345,40.544737113137955,{"$f":"Input!$F$21*C6423","v":10.803327717726321},{"$f":"Input!$F$21*D6423","v":7.3733666087372383},8.110703269610962]
[null,6416,1.2273311050150213E-4,7.3733666087372386E-5,6.1366555250751063,3.6858851921034503,4.0544737113137961,30.683277625375535,18.42942596051725,20.272368556568978,61.36655525075107,36.8588519210345,40.544737113137955,{"$f":"Input!$F$21*C6426","v":12.273311050150213},{"$f":"Input!$F$21*D6426","v":7.3733666087372383},8.110703269610962]
[null,6417,1.1153323749255818E-4,7.3733666087372386E-5,5.5766618746279084,3.6858851921034503,4.0544737113137961,27.883309373139543,18.42942596051725,20.272368556568978,55.766618746279086,36.8588519210345,40.544737113137955,{"$f":"Input!$F$21*C6427","v":11.153323749255817},{"$f":"Input!$F$21*D6427","v":7.3733666087372383},8.110703269610962]
[null,6420,9.8933380357496255E-5,7.3733666087372386E-5,4.9466690178748127,3.6858851921034503,4.0544737113137961,24.733345089374065,18.42942596051725,20.272368556568978,49.466690178748131,36.8588519210345,40.544737113137955,{"$f":"Input!$F$21*C6430","v":9.8933380357496254},{"$f":"Input!$F$21*D6430","v":7.3733666087372383},8.110703269610962]
[null,6426,1.0313333273585021E-4,7.3733666087372386E-5,5.1566666367925107,3.6858851921034503,4.0544737113137961,25.783333183962554,18.42942596051725,20.272368556568978,51.566666367925109,36.8588519210345,40.544737113137955,{"$f":"Input!$F$21*C6436","v":10.313333273585021},{"$f":"Input!$F$21*D6436","v":7.3733666087372383},8.110703269610962]
[null,6428,1.1363321368173518E-4,7.3733666087372386E-5,5.6816606840867587,3.6858851921034503,4.0544737113137961,28.408303420433793,18.42942596051725,20.272368556568978,56.816606840867586,36.8588519210345,40.544737113137955,{"$f":"Input!$F$21*C6438","v":11.363321368173517},{"$f":"Input!$F$21*D6438","v":7.3733666087372383},8.110703269610962]
[null,6431,1.1223322955561718E-4,7.3733666087372386E-5,5.6116614777808591,3.6858851921034503,4.0544737113137961,28.058307388904296,18.42942596051725,20.272368556568978,56.116614777808593,36.8588519210345,40.544737113137955,{"$f":"Input!$F$21*C6441","v":11.223322955561718},{"$f":"Input!$F$21*D6441","v":7.3733666087372383},8.110703269610962]
[null,6435,1.262330708167971E-4,7.3733666087372386E-5,6.3116535408398544,3.6858851921034503,4.0544737113137961,31.558267704199274,18.42942596051725,20.272368556568978,63.116535408398548,36.8588519210345,40.544737113137955,{"$f":"Input!$F$21*C6445","v":12.623307081679709},{"$f":"Input!$F$21*D6445","v":7.3733666087372383},8.110703269610962]
[null,6438,1.1643318193397115E-4,7.303367402431339E-5,5.8216590966985571,3.650893165845571,4.015982482430128,29.108295483492785,18.254465829227854,20.079912412150641,58.216590966985571,36.508931658455708,40.159824824301282,{"$f":"Input!$F$21*C6448","v":11.643318193397114},{"$f":"Input!$F$21*D6448","v":7.3033674024313386},8.0337041426744733]
[null,6439,1.1853315812314815E-4,7.303367402431339E-5,5.9266579061574074,3.650893165845571,4.015982482430128,29.633289530787035,18.254465829227854,20.079912412150641,59.26657906157407,36.508931658455708,40.159824824301282,{"$f":"Input!$F$21*C6449","v":11.853315812314815},{"$f":"Input!$F$21*D6449","v":7.3033674024313386},8.0337041426744733]
[null,6442,1.0593330098808622E-4,7.303367402431339E-5,5.2966650494043108,3.650893165845571,4.015982482430128,26.483325247021558,18.254465829227854,20.079912412150641,52.966650494043115,36.508931658455708,40.159824824301282,{"$f":"Input!$F$21*C6452","v":10.593330098808622},{"$f":"Input!$F$21*D6452","v":7.3033674024313386},8.0337041426744733]
[null,6445,7.6533634339608368E-5,7.303367402431339E-5,3.8266817169804184,3.650893165845571,4.015982482430128,19.133408584902092,18.254465829227854,20.079912412150641,38.266817169804185,36.508931658455708,40.159824824301282,{"$f":"Input!$F$21*C6455","v":7.6533634339608367},{"$f":"Input!$F$21*D6455","v":7.3033674024313386},8.0337041426744733]
[null,6451,8.7033515285493316E-5,7.303367402431339E-5,4.351675764274666,3.650893165845571,4.015982482430128,21.758378821373331,18.254465829227854,20.079912412150641,43.516757642746661,36.508931658455708,40.159824824301282,{"$f":"Input!$F$21*C6461","v":8.7033515285493319},{"$f":"Input!$F$21*D6461","v":7.3033674024313386},8.0337041426744733]
[null,6453,9.333344385302429E-5,7.303367402431339E-5,4.6666721926512142,3.650893165845571,4.015982482430128,23.333360963256073,18.254465829227854,20.079912412150641,46.666721926512146,36.508931658455708,40.159824824301282,{"$f":"Input!$F$21*C6463","v":9.3333443853024285},{"$f":"Input!$F$21*D6463","v":7.3033674024313386},8.0337041426744733]
[null,6456,9.7533396231378264E-5,7.303367402431339E-5,4.8766698115689131,3.650893165845571,4.015982482430128,24.383349057844566,18.254465829227854,20.079912412150641,48.766698115689131,36.508931658455708,40.159824824301282,{"$f":"Input!$F$21*C6466","v":9.7533396231378262},{"$f":"Input!$F$21*D6466","v":7.3033674024313386},8.0337041426744733]
[null,6460,1.1433320574479419E-4,7.303367402431339E-5,5.7166602872397094,3.650893165845571,4.015982482430128,28.583301436198546,18.254465829227854,20.079912412150641,57.166602872397092,36.508931658455708,40.159824824301282,{"$f":"Input!$F$21*C6470","v":11.433320574479419},{"$f":"Input!$F$21*D6470","v":7.3033674024313386},8.0337041426744733]
[null,6463,1.2553307875373812E-4,7.303367402431339E-5,6.2766539376869055,3.650893165845571,4.015982482430128,31.383269688434527,18.254465829227854,20.079912412150641,62.766539376869055,36.508931658455708,40.159824824301282,{"$f":"Input!$F$21*C6473","v":12.553307875373811},{"$f":"Input!$F$21*D6473","v":7.3033674024313386},8.0337041426744733]
[null,6464,1.262330708167971E-4,7.303367402431339E-5,6.3116535408398544,3.650893165845571,4.015982482430128,31.558267704199274,18.254465829227854,20.079912412150641,63.116535408398548,36.508931658455708,40.159824824301282,{"$f":"Input!$F$21*C6474","v":12.623307081679709},{"$f":"Input!$F$21*D6474","v":7.3033674024313386},8.0337041426744733]
[null,6467,7.5133650213490377E-5,7.303367402431339E-5,3.7566825106745187,3.650893165845571,4.015982482430128,18.783412553372596,18.254465829227854,20.079912412150641,37.566825106745192,36.508931658455708,40.159824824301282,{"$f":"Input!$F$21*C6477","v":7.5133650213490375},{"$f":"Input!$F$21*D6477","v":7.3033674024313386},8.0337041426744733]
[null,6472,7.1633689898195399E-5,7.303367402431339E-5,3.5816844949097701,3.650893165845571,4.015982482430128,17.90842247454885,18.254465829227854,20.079912412150641,35.8168449490977,36.508931658455708,40.159824824301282,{"$f":"Input!$F$21*C6482","v":7.1633689898195403},{"$f":"Input!$F$21*D6482","v":7.3033674024313386},8.0337041426744733]
[null,6475,8.5633531159375325E-5,7.303367402431339E-5,4.2816765579687663,3.650893165845571,4.015982482430128,21.408382789843831,18.254465829227854,20.079912412150641,42.816765579687662,36.508931658455708,40.159824824301282,{"$f":"Input!$F$21*C6485","v":8.5633531159375327},{"$f":"Input!$F$21*D6485","v":7.3033674024313386},8.0337041426744733]
[null,6478,9.6833404168319254E-5,7.303367402431339E-5,4.8416702084159624,3.650893165845571,4.015982482430128,24.208351042079812,18.254465829227854,20.079912412150641,48.416702084159624,36.508931658455708,40.159824824301282,{"$f":"Input!$F$21*C6488","v":9.6833404168319248},{"$f":"Input!$F$21*D6488","v":7.3033674024313386},8.0337041426744733]
[null,6481,9.7533396231378264E-5,7.2333681961254408E-5,4.8766698115689131,3.6159011395876908,3.9774912535464604,24.383349057844566,18.079505697938455,19.887456267732301,48.766698115689131,36.159011395876909,39.774912535464601,{"$f":"Input!$F$21*C6491","v":9.7533396231378262},{"$f":"Input!$F$21*D6491","v":7.2333681961254408},7.9567050157379855]
[null,6485,1.0593330098808622E-4,7.2333681961254408E-5,5.2966650494043108,3.6159011395876908,3.9774912535464604,26.483325247021558,18.079505697938455,19.887456267732301,52.966650494043115,36.159011395876909,39.774912535464601,{"$f":"Input!$F$21*C6495","v":10.593330098808622},{"$f":"Input!$F$21*D6495","v":7.2333681961254408},7.9567050157379855]
[null,6488,1.1293322161867618E-4,7.2333681961254408E-5,5.6466610809338089,3.6159011395876908,3.9774912535464604,28.233305404669046,18.079505697938455,19.887456267732301,56.466610809338093,36.159011395876909,39.774912535464601,{"$f":"Input!$F$21*C6498","v":11.293322161867618},{"$f":"Input!$F$21*D6498","v":7.2333681961254408},7.9567050157379855]
[null,6489,1.1573318987091218E-4,7.2333681961254408E-5,5.786659493545609,3.6159011395876908,3.9774912535464604,28.933297467728043,18.079505697938455,19.887456267732301,57.866594935456085,36.159011395876909,39.774912535464601,{"$f":"Input!$F$21*C6499","v":11.573318987091218},{"$f":"Input!$F$21*D6499","v":7.2333681961254408},7.9567050157379855]
[null,6492,1.0733328511420422E-4,7.2333681961254408E-5,5.3666642557102104,3.6159011395876908,3.9774912535464604,26.833321278551054,18.079505697938455,19.887456267732301,53.666642557102108,36.159011395876909,39.774912535464601,{"$f":"Input!$F$21*C6502","v":10.733328511420421},{"$f":"Input!$F$21*D6502","v":7.2333681961254408},7.9567050157379855]
[null,6497,9.2633451789965294E-5,7.2333681961254408E-5,4.6316725894982644,3.6159011395876908,3.9774912535464604,23.158362947491323,18.079505697938455,19.887456267732301,46.316725894982646,36.159011395876909,39.774912535464601,{"$f":"Input!$F$21*C6507","v":9.2633451789965289},{"$f":"Input!$F$21*D6507","v":7.2333681961254408},7.9567050157379855]
[null,6500,1.1013325336644018E-4,7.2333681961254408E-5,5.5066626683220088,3.6159011395876908,3.9774912535464604,27.533313341610047,18.079505697938455,19.887456267732301,55.066626683220093,36.159011395876909,39.774912535464601,{"$f":"Input!$F$21*C6510","v":11.013325336644018},{"$f":"Input!$F$21*D6510","v":7.2333681961254408},7.9567050157379855]
[null,6503,1.1153323749255818E-4,7.2333681961254408E-5,5.5766618746279084,3.6159011395876908,3.9774912535464604,27.883309373139543,18.079505697938455,19.887456267732301,55.766618746279086,36.159011395876909,39.774912535464601,{"$f":"Input!$F$21*C6513","v":11.153323749255817},{"$f":"Input!$F$21*D6513","v":7.2333681961254408},7.9567050157379855]
[null,6507,9.8933380357496255E-5,7.2333681961254408E-5,4.9466690178748127,3.6159011395876908,3.9774912535464604,24.733345089374065,18.079505697938455,19.887456267732301,49.466690178748131,36.159011395876909,39.774912535464601,{"$f":"Input!$F$21*C6517","v":9.8933380357496254},{"$f":"Input!$F$21*D6517","v":7.2333681961254408},7.9567050157379855]
[null,6510,1.0453331686196822E-4,7.2333681961254408E-5,5.2266658430984112,3.6159011395876908,3.9774912535464604,26.133329215492054,18.079505697938455,19.887456267732301,52.266658430984108,36.159011395876909,39.774912535464601,{"$f":"Input!$F$21*C6520","v":10.453331686196822},{"$f":"Input!$F$21*D6520","v":7.2333681961254408},7.9567050157379855]
[null,6513,1.1853315812314815E-4,7.2333681961254408E-5,5.9266579061574074,3.6159011395876908,3.9774912535464604,29.633289530787035,18.079505697938455,19.887456267732301,59.26657906157407,36.159011395876909,39.774912535464601,{"$f":"Input!$F$21*C6523","v":11.853315812314815},{"$f":"Input!$F$21*D6523","v":7.2333681961254408},7.9567050157379855]
[null,6514,1.1923315018620715E-4,7.2333681961254408E-5,5.9616575093103581,3.6159011395876908,3.9774912535464604,29.808287546551789,18.079505697938455,19.887456267732301,59.616575093103577,36.159011395876909,39.774912535464601,{"$f":"Input!$F$21*C6524","v":11.923315018620716},{"$f":"Input!$F$21*D6524","v":7.2333681961254408},7.9567050157379855]
[null,6518,8.7733507348552325E-5,7.2333681961254408E-5,4.3866753674276167,3.6159011395876908,3.9774912535464604,21.933376837138081,18.079505697938455,19.887456267732301,43.866753674276161,36.159011395876909,39.774912535464601,{"$f":"Input!$F$21*C6528","v":8.7733507348552333},{"$f":"Input!$F$21*D6528","v":7.2333681961254408},7.9567050157379855]
[null,6521,8.2833562907139356E-5,7.1633689898195399E-5,4.141678145356968,3.580909113329811,3.9390000246627923,20.708390726784838,17.904545566649055,19.695000123313964,41.416781453569676,35.809091133298111,39.390000246627928,{"$f":"Input!$F$21*C6531","v":8.283356290713936},{"$f":"Input!$F$21*D6531","v":7.1633689898195403},7.879705888801495]
[null,6525,1.0873326924032219E-4,7.1633689898195399E-5,5.4366634620161101,3.580909113329811,3.9390000246627923,27.183317310080547,17.904545566649055,19.695000123313964,54.366634620161093,35.809091133298111,39.390000246627928,{"$f":"Input!$F$21*C6535","v":10.87332692403222},{"$f":"Input!$F$21*D6535","v":7.1633689898195403},7.879705888801495]
[null,6528,1.1363321368173518E-4,7.1633689898195399E-5,5.6816606840867587,3.580909113329811,3.9390000246627923,28.408303420433793,17.904545566649055,19.695000123313964,56.816606840867586,35.809091133298111,39.390000246627928,{"$f":"Input!$F$21*C6538","v":11.363321368173517},{"$f":"Input!$F$21*D6538","v":7.1633689898195403},7.879705888801495]
[null,6532,1.2343310256456111E-4,7.1633689898195399E-5,6.1716551282280561,3.580909113329811,3.9390000246627923,30.858275641140278,17.904545566649055,19.695000123313964,61.716551282280555,35.809091133298111,39.390000246627928,{"$f":"Input!$F$21*C6542","v":12.343310256456112},{"$f":"Input!$F$21*D6542","v":7.1633689898195403},7.879705888801495]
[null,6535,1.1993314224926614E-4,7.1633689898195399E-5,5.996657112463307,3.580909113329811,3.9390000246627923,29.983285562316535,17.904545566649055,19.695000123313964,59.96657112463307,35.809091133298111,39.390000246627928,{"$f":"Input!$F$21*C6545","v":11.993314224926614},{"$f":"Input!$F$21*D6545","v":7.1633689898195403},7.879705888801495]
[null,6538,1.0523330892502722E-4,7.1633689898195399E-5,5.261665446251361,3.580909113329811,3.9390000246627923,26.308327231256804,17.904545566649055,19.695000123313964,52.616654462513608,35.809091133298111,39.390000246627928,{"$f":"Input!$F$21*C6548","v":10.523330892502722},{"$f":"Input!$F$21*D6548","v":7.1633689898195403},7.879705888801495]
[null,6539,8.7733507348552325E-5,7.1633689898195399E-5,4.3866753674276167,3.580909113329811,3.9390000246627923,21.933376837138081,17.904545566649055,19.695000123313964,43.866753674276161,35.809091133298111,39.390000246627928,{"$f":"Input!$F$21*C6549","v":8.7733507348552333},{"$f":"Input!$F$21*D6549","v":7.1633689898195403},7.879705888801495]
[null,6543,7.3733666087372386E-5,7.1633689898195399E-5,3.6866833043686191,3.580909113329811,3.9390000246627923,18.433416521843096,17.904545566649055,19.695000123313964,36.866833043686192,35.809091133298111,39.390000246627928,{"$f":"Input!$F$21*C6553","v":7.3733666087372383},{"$f":"Input!$F$21*D6553","v":7.1633689898195403},7.879705888801495]
[null,6546,8.2133570844080333E-5,7.1633689898195399E-5,4.1066785422040164,3.580909113329811,3.9390000246627923,20.533392711020085,17.904545566649055,19.695000123313964,41.066785422040169,35.809091133298111,39.390000246627928,{"$f":"Input!$F$21*C6556","v":8.2133570844080328},{"$f":"Input!$F$21*D6556","v":7.1633689898195403},7.879705888801495]
[null,6550,1.325329993843281E-4,7.1633689898195399E-5,6.6266499692164045,3.580909113329811,3.9390000246627923,33.133249846082023,17.904545566649055,19.695000123313964,66.266499692164047,35.809091133298111,39.390000246627928,{"$f":"Input!$F$21*C6560","v":13.253299938432809},{"$f":"Input!$F$21*D6560","v":7.1633689898195403},7.879705888801495]
[null,6553,1.4513285651938999E-4,7.1633689898195399E-5,7.2566428259694993,3.580909113329811,3.9390000246627923,36.283214129847501,17.904545566649055,19.695000123313964,72.566428259695002,35.809091133298111,39.390000246627928,{"$f":"Input!$F$21*C6563","v":14.513285651938999},{"$f":"Input!$F$21*D6563","v":7.1633689898195403},7.879705888801495]
[null,6557,1.4303288033021302E-4,7.0933697835136403E-5,7.1516440165106507,3.5459170870719299,3.9005087957791233,35.758220082553258,17.729585435359649,19.502543978895616,71.516440165106516,35.459170870719298,39.005087957791233,{"$f":"Input!$F$21*C6567","v":14.303288033021301},{"$f":"Input!$F$21*D6567","v":7.0933697835136407},7.8027067618650054]
[null,6560,1.3183300732126906E-4,7.0933697835136403E-5,6.5916503660634529,3.5459170870719299,3.9005087957791233,32.958251830317266,17.729585435359649,19.502543978895616,65.916503660634532,35.459170870719298,39.005087957791233,{"$f":"Input!$F$21*C6570","v":13.183300732126906},{"$f":"Input!$F$21*D6570","v":7.0933697835136407},7.8027067618650054]
[null,6563,9.5433420042201263E-5,7.0933697835136403E-5,4.7716710021100628,3.5459170870719299,3.9005087957791233,23.858355010550316,17.729585435359649,19.502543978895616,47.716710021100631,35.459170870719298,39.005087957791233,{"$f":"Input!$F$21*C6573","v":9.5433420042201256},{"$f":"Input!$F$21*D6573","v":7.0933697835136407},7.8027067618650054]
[null,6564,8.8433499411611294E-5,7.0933697835136403E-5,4.4216749705805647,3.5459170870719299,3.9005087957791233,22.108374852902823,17.729585435359649,19.502543978895616,44.216749705805647,35.459170870719298,39.005087957791233,{"$f":"Input!$F$21*C6574","v":8.8433499411611294},{"$f":"Input!$F$21*D6574","v":7.0933697835136407},7.8027067618650054]
[null,6568,7.5833642276549373E-5,7.0933697835136403E-5,3.7916821138274686,3.5459170870719299,3.9005087957791233,18.958410569137342,17.729585435359649,19.502543978895616,37.916821138274685,35.459170870719298,39.005087957791233,{"$f":"Input!$F$21*C6578","v":7.5833642276549371},{"$f":"Input!$F$21*D6578","v":7.0933697835136407},7.8027067618650054]
[null,6572,8.4933539096316329E-5,7.0933697835136403E-5,4.2466769548158165,3.5459170870719299,3.9005087957791233,21.233384774079081,17.729585435359649,19.502543978895616,42.466769548158162,35.459170870719298,39.005087957791233,{"$f":"Input!$F$21*C6582","v":8.4933539096316331},{"$f":"Input!$F$21*D6582","v":7.0933697835136407},7.8027067618650054]
[null,6575,9.0533475600788294E-5,7.0933697835136403E-5,4.526673780039415,3.5459170870719299,3.9005087957791233,22.633368900197073,17.729585435359649,19.502543978895616,45.266737800394147,35.459170870719298,39.005087957791233,{"$f":"Input!$F$21*C6585","v":9.05334756007883},{"$f":"Input!$F$21*D6585","v":7.0933697835136407},7.8027067618650054]
[null,6578,8.1433578781021351E-5,7.0933697835136403E-5,4.0716789390510675,3.5459170870719299,3.9005087957791233,20.358394695255338,17.729585435359649,19.502543978895616,40.716789390510677,35.459170870719298,39.005087957791233,{"$f":"Input!$F$21*C6588","v":8.143357878102135},{"$f":"Input!$F$21*D6588","v":7.0933697835136407},7.8027067618650054]
[null,6582,8.2133570844080333E-5,7.0933697835136403E-5,4.1066785422040164,3.5459170870719299,3.9005087957791233,20.533392711020085,17.729585435359649,19.502543978895616,41.066785422040169,35.459170870719298,39.005087957791233,{"$f":"Input!$F$21*C6592","v":8.2133570844080328},{"$f":"Input!$F$21*D6592","v":7.0933697835136407},7.8027067618650054]
[null,6585,8.3533554970198338E-5,7.0933697835136403E-5,4.1766777485099169,3.5459170870719299,3.9005087957791233,20.883388742549585,17.729585435359649,19.502543978895616,41.766777485099169,35.459170870719298,39.005087957791233,{"$f":"Input!$F$21*C6595","v":8.3533554970198338},{"$f":"Input!$F$21*D6595","v":7.0933697835136407},7.8027067618650054]
[null,6589,7.303367402431339E-5,7.0933697835136403E-5,3.6516837012156693,3.5459170870719299,3.9005087957791233,18.258418506078346,17.729585435359649,19.502543978895616,36.516837012156692,35.459170870719298,39.005087957791233,{"$f":"Input!$F$21*C6599","v":7.3033674024313386},{"$f":"Input!$F$21*D6599","v":7.0933697835136407},7.8027067618650054]
[null,6590,7.0233705772077408E-5,7.0933697835136403E-5,3.5116852886038705,3.5459170870719299,3.9005087957791233,17.558426443019354,17.729585435359649,19.502543978895616,35.116852886038707,35.459170870719298,39.005087957791233,{"$f":"Input!$F$21*C6600","v":7.0233705772077411},{"$f":"Input!$F$21*D6600","v":7.0933697835136407},7.8027067618650054]
[null,6593,7.0233705772077408E-5,7.0233705772077408E-5,{"$f":"$E$9*C6603","v":3.5116852886038705},3.5109250608140501,{"$f":"F6603*1.1","v":3.8620175668954553},{"$f":"$H$9*C6603","v":17.558426443019354},17.55462530407025,{"$f":"I6603*1.1","v":19.310087834477276},{"$f":"$K$9*C6603","v":35.116852886038707},35.109250608140499,{"$f":"L6603*1.1","v":38.620175668954552},{"$f":"Input!$F$21*C6603","v":7.0233705772077411},{"$f":"Input!$F$21*D6603","v":7.0233705772077411},7.7257076349285159]
[null,6597,8.0733586717962355E-5,7.0233705772077408E-5,4.0366793358981177,3.5109250608140501,3.8620175668954553,20.183396679490588,17.55462530407025,19.310087834477276,40.366793358981177,35.109250608140499,38.620175668954552,{"$f":"Input!$F$21*C6607","v":8.0733586717962353},{"$f":"Input!$F$21*D6607","v":7.0233705772077411},7.7257076349285159]
[null,6600,8.3533554970198338E-5,7.0233705772077408E-5,4.1766777485099169,3.5109250608140501,3.8620175668954553,20.883388742549585,17.55462530407025,19.310087834477276,41.766777485099169,35.109250608140499,38.620175668954552,{"$f":"Input!$F$21*C6610","v":8.3533554970198338},{"$f":"Input!$F$21*D6610","v":7.0233705772077411},7.7257076349285159]
[null,6603,8.5633531159375325E-5,7.0233705772077408E-5,4.2816765579687663,3.5109250608140501,3.8620175668954553,21.408382789843831,17.55462530407025,19.310087834477276,42.816765579687662,35.109250608140499,38.620175668954552,{"$f":"Input!$F$21*C6613","v":8.5633531159375327},{"$f":"Input!$F$21*D6613","v":7.0233705772077411},7.7257076349285159]
[null,6607,1.0593330098808622E-4,7.0233705772077408E-5,5.2966650494043108,3.5109250608140501,3.8620175668954553,26.483325247021558,17.55462530407025,19.310087834477276,52.966650494043115,35.109250608140499,38.620175668954552,{"$f":"Input!$F$21*C6617","v":10.593330098808622},{"$f":"Input!$F$21*D6617","v":7.0233705772077411},7.7257076349285159]
[null,6610,9.8233388294437246E-5,7.0233705772077408E-5,4.911669414721862,3.5109250608140501,3.8620175668954553,24.558347073609312,17.55462530407025,19.310087834477276,49.116694147218624,35.109250608140499,38.620175668954552,{"$f":"Input!$F$21*C6620","v":9.8233388294437241},{"$f":"Input!$F$21*D6620","v":7.0233705772077411},7.7257076349285159]
[null,6614,6.6033753393723434E-5,7.0233705772077408E-5,3.3016876696861717,3.5109250608140501,3.8620175668954553,16.508438348430857,17.55462530407025,19.310087834477276,33.016876696861715,35.109250608140499,38.620175668954552,{"$f":"Input!$F$21*C6624","v":6.6033753393723433},{"$f":"Input!$F$21*D6624","v":7.0233705772077411},7.7257076349285159]
[null,6615,6.673374545678243E-5,7.0233705772077408E-5,3.3366872728391215,3.5109250608140501,3.8620175668954553,16.683436364195607,17.55462530407025,19.310087834477276,33.366872728391215,35.109250608140499,38.620175668954552,{"$f":"Input!$F$21*C6625","v":6.673374545678243},{"$f":"Input!$F$21*D6625","v":7.0233705772077411},7.7257076349285159]
[null,6618,7.3733666087372386E-5,7.0233705772077408E-5,3.6866833043686191,3.5109250608140501,3.8620175668954553,18.433416521843096,17.55462530407025,19.310087834477276,36.866833043686192,35.109250608140499,38.620175668954552,{"$f":"Input!$F$21*C6628","v":7.3733666087372383},{"$f":"Input!$F$21*D6628","v":7.0233705772077411},7.7257076349285159]
[null,6622,1.0033336448361425E-4,7.0233705772077408E-5,5.0166682241807123,3.5109250608140501,3.8620175668954553,25.083341120903562,17.55462530407025,19.310087834477276,50.166682241807123,35.109250608140499,38.620175668954552,{"$f":"Input!$F$21*C6632","v":10.033336448361425},{"$f":"Input!$F$21*D6632","v":7.0233705772077411},7.7257076349285159]
[null,6625,9.7533396231378264E-5,7.0233705772077408E-5,4.8766698115689131,3.5109250608140501,3.8620175668954553,24.383349057844566,17.55462530407025,19.310087834477276,48.766698115689131,35.109250608140499,38.620175668954552,{"$f":"Input!$F$21*C6635","v":9.7533396231378262},{"$f":"Input!$F$21*D6635","v":7.0233705772077411},7.7257076349285159]
[null,6628,8.9833483537729298E-5,7.0233705772077408E-5,4.4916741768864652,3.5109250608140501,3.8620175668954553,22.458370884432323,17.55462530407025,19.310087834477276,44.916741768864647,35.109250608140499,38.620175668954552,{"$f":"Input!$F$21*C6638","v":8.9833483537729304},{"$f":"Input!$F$21*D6638","v":7.0233705772077411},7.7257076349285159]
[null,6632,8.1433578781021351E-5,6.9533713709018426E-5,4.0716789390510675,3.4759330345561708,3.8235263380117881,20.358394695255338,17.379665172780854,19.117631690058939,40.716789390510677,34.759330345561708,38.235263380117878,{"$f":"Input!$F$21*C6642","v":8.143357878102135},{"$f":"Input!$F$21*D6642","v":6.9533713709018423},7.6487085079920272]
[null,6635,7.2333681961254408E-5,6.9533713709018426E-5,3.6166840980627204,3.4759330345561708,3.8235263380117881,18.083420490313603,17.379665172780854,19.117631690058939,36.166840980627207,34.759330345561708,38.235263380117878,{"$f":"Input!$F$21*C6645","v":7.2333681961254408},{"$f":"Input!$F$21*D6645","v":6.9533713709018423},7.6487085079920272]
[null,6637,6.673374545678243E-5,6.9533713709018426E-5,3.3366872728391215,3.4759330345561708,3.8235263380117881,16.683436364195607,17.379665172780854,19.117631690058939,33.366872728391215,34.759330345561708,38.235263380117878,{"$f":"Input!$F$21*C6647","v":6.673374545678243},{"$f":"Input!$F$21*D6647","v":6.9533713709018423},7.6487085079920272]
[null,6640,6.5333761330664439E-5,6.9533713709018426E-5,3.2666880665332219,3.4759330345561708,3.8235263380117881,16.333440332666111,17.379665172780854,19.117631690058939,32.666880665332222,34.759330345561708,38.235263380117878,{"$f":"Input!$F$21*C6650","v":6.5333761330664437},{"$f":"Input!$F$21*D6650","v":6.9533713709018423},7.6487085079920272]
[null,6643,7.1633689898195399E-5,6.9533713709018426E-5,3.5816844949097701,3.4759330345561708,3.8235263380117881,17.90842247454885,17.379665172780854,19.117631690058939,35.8168449490977,34.759330345561708,38.235263380117878,{"$f":"Input!$F$21*C6653","v":7.1633689898195403},{"$f":"Input!$F$21*D6653","v":6.9533713709018423},7.6487085079920272]
[null,6647,6.673374545678243E-5,6.9533713709018426E-5,3.3366872728391215,3.4759330345561708,3.8235263380117881,16.683436364195607,17.379665172780854,19.117631690058939,33.366872728391215,34.759330345561708,38.235263380117878,{"$f":"Input!$F$21*C6657","v":6.673374545678243},{"$f":"Input!$F$21*D6657","v":6.9533713709018423},7.6487085079920272]
[null,6650,6.5333761330664439E-5,6.9533713709018426E-5,3.2666880665332219,3.4759330345561708,3.8235263380117881,16.333440332666111,17.379665172780854,19.117631690058939,32.666880665332222,34.759330345561708,38.235263380117878,{"$f":"Input!$F$21*C6660","v":6.5333761330664437},{"$f":"Input!$F$21*D6660","v":6.9533713709018423},7.6487085079920272]
[null,6653,6.5333761330664439E-5,6.9533713709018426E-5,3.2666880665332219,3.4759330345561708,3.8235263380117881,16.333440332666111,17.379665172780854,19.117631690058939,32.666880665332222,34.759330345561708,38.235263380117878,{"$f":"Input!$F$21*C6663","v":6.5333761330664437},{"$f":"Input!$F$21*D6663","v":6.9533713709018423},7.6487085079920272]
[null,6656,6.5333761330664439E-5,6.9533713709018426E-5,3.2666880665332219,3.4759330345561708,3.8235263380117881,16.333440332666111,17.379665172780854,19.117631690058939,32.666880665332222,34.759330345561708,38.235263380117878,{"$f":"Input!$F$21*C6666","v":6.5333761330664437},{"$f":"Input!$F$21*D6666","v":6.9533713709018423},7.6487085079920272]
[null,6661,6.3233785141487438E-5,6.9533713709018426E-5,3.161689257074372,3.4759330345561708,3.8235263380117881,15.808446285371859,17.379665172780854,19.117631690058939,31.616892570743719,34.759330345561708,38.235263380117878,{"$f":"Input!$F$21*C6671","v":6.323378514148744},{"$f":"Input!$F$21*D6671","v":6.9533713709018423},7.6487085079920272]
[null,6662,6.2533793078428443E-5,6.9533713709018426E-5,3.1266896539214222,3.4759330345561708,3.8235263380117881,15.633448269607111,17.379665172780854,19.117631690058939,31.266896539214223,34.759330345561708,38.235263380117878,{"$f":"Input!$F$21*C6672","v":6.2533793078428443},{"$f":"Input!$F$21*D6672","v":6.9533713709018423},7.6487085079920272]
[null,6665,6.6033753393723434E-5,6.9533713709018426E-5,3.3016876696861717,3.4759330345561708,3.8235263380117881,16.508438348430857,17.379665172780854,19.117631690058939,33.016876696861715,34.759330345561708,38.235263380117878,{"$f":"Input!$F$21*C6675","v":6.6033753393723433},{"$f":"Input!$F$21*D6675","v":6.9533713709018423},7.6487085079920272]
[null,6668,6.9533713709018426E-5,6.9533713709018426E-5,3.4766856854509212,3.4759330345561708,3.8235263380117881,17.383428427254607,17.379665172780854,19.117631690058939,34.766856854509214,34.759330345561708,38.235263380117878,{"$f":"Input!$F$21*C6678","v":6.9533713709018423},{"$f":"Input!$F$21*D6678","v":6.9533713709018423},7.6487085079920272]
[null,6672,7.8633610528785355E-5,6.9533713709018426E-5,3.9316805264392678,3.4759330345561708,3.8235263380117881,19.658402632196339,17.379665172780854,19.117631690058939,39.316805264392677,34.759330345561708,38.235263380117878,{"$f":"Input!$F$21*C6682","v":7.8633610528785356},{"$f":"Input!$F$21*D6682","v":6.9533713709018423},7.6487085079920272]
[null,6675,8.8433499411611294E-5,6.9533713709018426E-5,4.4216749705805647,3.4759330345561708,3.8235263380117881,22.108374852902823,17.379665172780854,19.117631690058939,44.216749705805647,34.759330345561708,38.235263380117878,{"$f":"Input!$F$21*C6685","v":8.8433499411611294},{"$f":"Input!$F$21*D6685","v":6.9533713709018423},7.6487085079920272]
[null,6679,1.0243334067279125E-4,6.883372164595943E-5,5.1216670336395627,3.4409410082982901,3.7850351091281196,25.608335168197812,17.204705041491451,18.925175545640599,51.216670336395623,34.409410082982902,37.850351091281198,{"$f":"Input!$F$21*C6689","v":10.243334067279125},{"$f":"Input!$F$21*D6689","v":6.8833721645959427},7.5717093810555376]
[null,6681,9.6133412105260259E-5,6.883372164595943E-5,4.8066706052630126,3.4409410082982901,3.7850351091281196,24.033353026315066,17.204705041491451,18.925175545640599,48.066706052630131,34.409410082982902,37.850351091281198,{"$f":"Input!$F$21*C6691","v":9.6133412105260252},{"$f":"Input!$F$21*D6691","v":6.8833721645959427},7.5717093810555376]
[null,6686,6.9533713709018426E-5,6.883372164595943E-5,3.4766856854509212,3.4409410082982901,3.7850351091281196,17.383428427254607,17.204705041491451,18.925175545640599,34.766856854509214,34.409410082982902,37.850351091281198,{"$f":"Input!$F$21*C6696","v":6.9533713709018423},{"$f":"Input!$F$21*D6696","v":6.8833721645959427},7.5717093810555376]
[null,6687,6.3233785141487438E-5,6.883372164595943E-5,3.161689257074372,3.4409410082982901,3.7850351091281196,15.808446285371859,17.204705041491451,18.925175545640599,31.616892570743719,34.409410082982902,37.850351091281198,{"$f":"Input!$F$21*C6697","v":6.323378514148744},{"$f":"Input!$F$21*D6697","v":6.8833721645959427},7.5717093810555376]
[null,6690,7.5833642276549373E-5,6.883372164595943E-5,3.7916821138274686,3.4409410082982901,3.7850351091281196,18.958410569137342,17.204705041491451,18.925175545640599,37.916821138274685,34.409410082982902,37.850351091281198,{"$f":"Input!$F$21*C6700","v":7.5833642276549371},{"$f":"Input!$F$21*D6700","v":6.8833721645959427},7.5717093810555376]
[null,6693,1.0803327717726321E-4,6.883372164595943E-5,5.4016638588631603,3.4409410082982901,3.7850351091281196,27.008319294315804,17.204705041491451,18.925175545640599,54.016638588631608,34.409410082982902,37.850351091281198,{"$f":"Input!$F$21*C6703","v":10.803327717726321},{"$f":"Input!$F$21*D6703","v":6.8833721645959427},7.5717093810555376]
[null,6697,1.0803327717726321E-4,6.883372164595943E-5,5.4016638588631603,3.4409410082982901,3.7850351091281196,27.008319294315804,17.204705041491451,18.925175545640599,54.016638588631608,34.409410082982902,37.850351091281198,{"$f":"Input!$F$21*C6707","v":10.803327717726321},{"$f":"Input!$F$21*D6707","v":6.8833721645959427},7.5717093810555376]
[null,6700,8.1433578781021351E-5,6.883372164595943E-5,4.0716789390510675,3.4409410082982901,3.7850351091281196,20.358394695255338,17.204705041491451,18.925175545640599,40.716789390510677,34.409410082982902,37.850351091281198,{"$f":"Input!$F$21*C6710","v":8.143357878102135},{"$f":"Input!$F$21*D6710","v":6.8833721645959427},7.5717093810555376]
[null,6702,7.9333602591844364E-5,6.883372164595943E-5,3.9666801295922181,3.4409410082982901,3.7850351091281196,19.833400647961092,17.204705041491451,18.925175545640599,39.666801295922184,34.409410082982902,37.850351091281198,{"$f":"Input!$F$21*C6712","v":7.9333602591844361},{"$f":"Input!$F$21*D6712","v":6.8833721645959427},7.5717093810555376]
[null,6708,6.5333761330664439E-5,6.8133729582900421E-5,3.2666880665332219,3.4059489820404094,3.7465438802444506,16.333440332666111,17.029744910202048,18.732719401222255,32.666880665332222,34.059489820404096,37.46543880244451,{"$f":"Input!$F$21*C6718","v":6.5333761330664437},{"$f":"Input!$F$21*D6718","v":6.8133729582900422},7.4947102541190471]
[null,6711,6.183380101536946E-5,6.8133729582900421E-5,3.0916900507684728,3.4059489820404094,3.7465438802444506,15.458450253842365,17.029744910202048,18.732719401222255,30.91690050768473,34.059489820404096,37.46543880244451,{"$f":"Input!$F$21*C6721","v":6.1833801015369456},{"$f":"Input!$F$21*D6721","v":6.8133729582900422},7.4947102541190471]
[null,6712,5.9733824826192467E-5,6.8133729582900421E-5,2.9866912413096234,3.4059489820404094,3.7465438802444506,14.933456206548117,17.029744910202048,18.732719401222255,29.866912413096234,34.059489820404096,37.46543880244451,{"$f":"Input!$F$21*C6722","v":5.9733824826192468},{"$f":"Input!$F$21*D6722","v":6.8133729582900422},7.4947102541190471]
[null,6715,6.4633769267605429E-5,6.8133729582900421E-5,3.2316884633802716,3.4059489820404094,3.7465438802444506,16.158442316901358,17.029744910202048,18.732719401222255,32.316884633802715,34.059489820404096,37.46543880244451,{"$f":"Input!$F$21*C6725","v":6.4633769267605432},{"$f":"Input!$F$21*D6725","v":6.8133729582900422},7.4947102541190471]
[null,6719,6.9533713709018426E-5,6.8133729582900421E-5,3.4766856854509212,3.4059489820404094,3.7465438802444506,17.383428427254607,17.029744910202048,18.732719401222255,34.766856854509214,34.059489820404096,37.46543880244451,{"$f":"Input!$F$21*C6729","v":6.9533713709018423},{"$f":"Input!$F$21*D6729","v":6.8133729582900422},7.4947102541190471]
[null,6722,8.003359465490336E-5,6.8133729582900421E-5,4.0016797327451679,3.4059489820404094,3.7465438802444506,20.008398663725838,17.029744910202048,18.732719401222255,40.016797327451677,34.059489820404096,37.46543880244451,{"$f":"Input!$F$21*C6732","v":8.0033594654903357},{"$f":"Input!$F$21*D6732","v":6.8133729582900422},{"$f":"O6732*1.1","v":7.4947102541190471}]
[null,6725,8.3533554970198338E-5,6.8133729582900421E-5,4.1766777485099169,3.4059489820404094,3.7465438802444506,20.883388742549585,17.029744910202048,18.732719401222255,41.766777485099169,34.059489820404096,37.46543880244451,{"$f":"Input!$F$21*C6735","v":8.3533554970198338},{"$f":"Input!$F$21*D6735","v":6.8133729582900422},7.4947102541190471]
[null,6727,9.7533396231378264E-5,6.8133729582900421E-5,4.8766698115689131,3.4059489820404094,3.7465438802444506,24.383349057844566,17.029744910202048,18.732719401222255,48.766698115689131,34.059489820404096,37.46543880244451,{"$f":"Input!$F$21*C6737","v":9.7533396231378262},{"$f":"Input!$F$21*D6737","v":6.8133729582900422},7.4947102541190471]
[null,6733,7.6533634339608368E-5,6.7433737519841425E-5,3.8266817169804184,3.3709569557825301,3.7080526513607834,19.133408584902092,16.854784778912649,18.540263256803915,38.266817169804185,33.709569557825297,37.080526513607829,{"$f":"Input!$F$21*C6743","v":7.6533634339608367},{"$f":"Input!$F$21*D6743","v":6.7433737519841426},7.4177111271825575]
[null,6736,7.6533634339608368E-5,6.7433737519841425E-5,3.8266817169804184,3.3709569557825301,3.7080526513607834,19.133408584902092,16.854784778912649,18.540263256803915,38.266817169804185,33.709569557825297,37.080526513607829,{"$f":"Input!$F$21*C6746","v":7.6533634339608367},{"$f":"Input!$F$21*D6746","v":6.7433737519841426},7.4177111271825575]
[null,6737,7.9333602591844364E-5,6.7433737519841425E-5,3.9666801295922181,3.3709569557825301,3.7080526513607834,19.833400647961092,16.854784778912649,18.540263256803915,39.666801295922184,33.709569557825297,37.080526513607829,{"$f":"Input!$F$21*C6747","v":7.9333602591844361},{"$f":"Input!$F$21*D6747","v":6.7433737519841426},7.4177111271825575]
[null,6740,1.0803327717726321E-4,6.7433737519841425E-5,5.4016638588631603,3.3709569557825301,3.7080526513607834,27.008319294315804,16.854784778912649,18.540263256803915,54.016638588631608,33.709569557825297,37.080526513607829,{"$f":"Input!$F$21*C6750","v":10.803327717726321},{"$f":"Input!$F$21*D6750","v":6.7433737519841426},7.4177111271825575]
[null,6744,1.2483308669067911E-4,6.7433737519841425E-5,6.2416543345339557,3.3709569557825301,3.7080526513607834,31.208271672669778,16.854784778912649,18.540263256803915,62.416543345339555,33.709569557825297,37.080526513607829,{"$f":"Input!$F$21*C6754","v":12.483308669067911},{"$f":"Input!$F$21*D6754","v":6.7433737519841426},7.4177111271825575]
[null,6747,1.0803327717726321E-4,6.7433737519841425E-5,5.4016638588631603,3.3709569557825301,3.7080526513607834,27.008319294315804,16.854784778912649,18.540263256803915,54.016638588631608,33.709569557825297,37.080526513607829,{"$f":"Input!$F$21*C6757","v":10.803327717726321},{"$f":"Input!$F$21*D6757","v":6.7433737519841426},7.4177111271825575]
[null,6752,1.0033336448361425E-4,6.7433737519841425E-5,5.0166682241807123,3.3709569557825301,3.7080526513607834,25.083341120903562,16.854784778912649,18.540263256803915,50.166682241807123,33.709569557825297,37.080526513607829,{"$f":"Input!$F$21*C6762","v":10.033336448361425},{"$f":"Input!$F$21*D6762","v":6.7433737519841426},7.4177111271825575]
[null,6755,8.1433578781021351E-5,6.7433737519841425E-5,4.0716789390510675,3.3709569557825301,3.7080526513607834,20.358394695255338,16.854784778912649,18.540263256803915,40.716789390510677,33.709569557825297,37.080526513607829,{"$f":"Input!$F$21*C6765","v":8.143357878102135},{"$f":"Input!$F$21*D6765","v":6.7433737519841426},7.4177111271825575]
[null,6758,7.303367402431339E-5,6.7433737519841425E-5,3.6516837012156693,3.3709569557825301,3.7080526513607834,18.258418506078346,16.854784778912649,18.540263256803915,36.516837012156692,33.709569557825297,37.080526513607829,{"$f":"Input!$F$21*C6768","v":7.3033674024313386},{"$f":"Input!$F$21*D6768","v":6.7433737519841426},7.4177111271825575]
[null,6761,7.9333602591844364E-5,6.7433737519841425E-5,3.9666801295922181,3.3709569557825301,3.7080526513607834,19.833400647961092,16.854784778912649,18.540263256803915,39.666801295922184,33.709569557825297,37.080526513607829,{"$f":"Input!$F$21*C6771","v":7.9333602591844361},{"$f":"Input!$F$21*D6771","v":6.7433737519841426},7.4177111271825575]
[null,6762,8.0733586717962355E-5,6.7433737519841425E-5,4.0366793358981177,3.3709569557825301,3.7080526513607834,20.183396679490588,16.854784778912649,18.540263256803915,40.366793358981177,33.709569557825297,37.080526513607829,{"$f":"Input!$F$21*C6772","v":8.0733586717962353},{"$f":"Input!$F$21*D6772","v":6.7433737519841426},7.4177111271825575]
[null,6765,8.8433499411611294E-5,6.7433737519841425E-5,4.4216749705805647,3.3709569557825301,3.7080526513607834,22.108374852902823,16.854784778912649,18.540263256803915,44.216749705805647,33.709569557825297,37.080526513607829,{"$f":"Input!$F$21*C6775","v":8.8433499411611294},{"$f":"Input!$F$21*D6775","v":6.7433737519841426},7.4177111271825575]
[null,6769,9.8233388294437246E-5,6.673374545678243E-5,4.911669414721862,3.3359649295246498,3.6695614224771149,24.558347073609312,16.679824647623249,18.347807112385574,49.116694147218624,33.359649295246498,36.695614224771148,{"$f":"Input!$F$21*C6779","v":9.8233388294437241},{"$f":"Input!$F$21*D6779","v":6.673374545678243},7.340712000246068]
[null,6773,1.0453331686196822E-4,6.673374545678243E-5,5.2266658430984112,3.3359649295246498,3.6695614224771149,26.133329215492054,16.679824647623249,18.347807112385574,52.266658430984108,33.359649295246498,36.695614224771148,{"$f":"Input!$F$21*C6783","v":10.453331686196822},{"$f":"Input!$F$21*D6783","v":6.673374545678243},7.340712000246068]
[null,6776,1.0663329305114521E-4,6.673374545678243E-5,5.3316646525572606,3.3359649295246498,3.6695614224771149,26.6583232627863,16.679824647623249,18.347807112385574,53.316646525572601,33.359649295246498,36.695614224771148,{"$f":"Input!$F$21*C6786","v":10.663329305114521},{"$f":"Input!$F$21*D6786","v":6.673374545678243},7.340712000246068]
[null,6780,1.0663329305114521E-4,6.673374545678243E-5,5.3316646525572606,3.3359649295246498,3.6695614224771149,26.6583232627863,16.679824647623249,18.347807112385574,53.316646525572601,33.359649295246498,36.695614224771148,{"$f":"Input!$F$21*C6790","v":10.663329305114521},{"$f":"Input!$F$21*D6790","v":6.673374545678243},7.340712000246068]
[null,6783,1.0173334860973222E-4,6.673374545678243E-5,5.0866674304866111,3.3359649295246498,3.6695614224771149,25.433337152433054,16.679824647623249,18.347807112385574,50.866674304866109,33.359649295246498,36.695614224771148,{"$f":"Input!$F$21*C6793","v":10.173334860973222},{"$f":"Input!$F$21*D6793","v":6.673374545678243},7.340712000246068]
[null,6784,9.6133412105260259E-5,6.673374545678243E-5,4.8066706052630126,3.3359649295246498,3.6695614224771149,24.033353026315066,16.679824647623249,18.347807112385574,48.066706052630131,33.359649295246498,36.695614224771148,{"$f":"Input!$F$21*C6794","v":9.6133412105260252},{"$f":"Input!$F$21*D6794","v":6.673374545678243},7.340712000246068]
[null,6787,1.1643318193397115E-4,6.673374545678243E-5,5.8216590966985571,3.3359649295246498,3.6695614224771149,29.108295483492785,16.679824647623249,18.347807112385574,58.216590966985571,33.359649295246498,36.695614224771148,{"$f":"Input!$F$21*C6797","v":11.643318193397114},{"$f":"Input!$F$21*D6797","v":6.673374545678243},7.340712000246068]
[null,6790,1.1993314224926614E-4,6.673374545678243E-5,5.996657112463307,3.3359649295246498,3.6695614224771149,29.983285562316535,16.679824647623249,18.347807112385574,59.96657112463307,33.359649295246498,36.695614224771148,{"$f":"Input!$F$21*C6800","v":11.993314224926614},{"$f":"Input!$F$21*D6800","v":6.673374545678243},7.340712000246068]
[null,6794,1.241330946276201E-4,6.673374545678243E-5,6.206654731381005,3.3359649295246498,3.6695614224771149,31.033273656905024,16.679824647623249,18.347807112385574,62.066547313810048,33.359649295246498,36.695614224771148,{"$f":"Input!$F$21*C6804","v":12.41330946276201},{"$f":"Input!$F$21*D6804","v":6.673374545678243},7.340712000246068]
[null,6798,1.241330946276201E-4,6.673374545678243E-5,6.206654731381005,3.3359649295246498,3.6695614224771149,31.033273656905024,16.679824647623249,18.347807112385574,62.066547313810048,33.359649295246498,36.695614224771148,{"$f":"Input!$F$21*C6808","v":12.41330946276201},{"$f":"Input!$F$21*D6808","v":6.673374545678243},7.340712000246068]
[null,6801,1.262330708167971E-4,6.673374545678243E-5,6.3116535408398544,3.3359649295246498,3.6695614224771149,31.558267704199274,16.679824647623249,18.347807112385574,63.116535408398548,33.359649295246498,36.695614224771148,{"$f":"Input!$F$21*C6811","v":12.623307081679709},{"$f":"Input!$F$21*D6811","v":6.673374545678243},7.340712000246068]
[null,6805,8.9133491474670303E-5,6.673374545678243E-5,4.4566745737335154,3.3359649295246498,3.6695614224771149,22.283372868667577,16.679824647623249,18.347807112385574,44.566745737335154,33.359649295246498,36.695614224771148,{"$f":"Input!$F$21*C6815","v":8.9133491474670308},{"$f":"Input!$F$21*D6815","v":6.673374545678243},7.340712000246068]
[null,6808,8.6333523222434334E-5,6.673374545678243E-5,4.316676161121717,3.3359649295246498,3.6695614224771149,21.583380805608584,16.679824647623249,18.347807112385574,43.166761611217169,33.359649295246498,36.695614224771148,{"$f":"Input!$F$21*C6818","v":8.6333523222434341},{"$f":"Input!$F$21*D6818","v":6.673374545678243},7.340712000246068]
[null,6809,8.9133491474670303E-5,6.673374545678243E-5,4.4566745737335154,3.3359649295246498,3.6695614224771149,22.283372868667577,16.679824647623249,18.347807112385574,44.566745737335154,33.359649295246498,36.695614224771148,{"$f":"Input!$F$21*C6819","v":8.9133491474670308},{"$f":"Input!$F$21*D6819","v":6.673374545678243},7.340712000246068]
[null,6812,1.0803327717726321E-4,6.6033753393723434E-5,5.4016638588631603,3.3009729032667692,3.6310701935934464,27.008319294315804,16.504864516333846,18.155350967967234,54.016638588631608,33.009729032667693,36.310701935934468,{"$f":"Input!$F$21*C6822","v":10.803327717726321},{"$f":"Input!$F$21*D6822","v":6.6033753393723433},7.2637128733095784]
[null,6815,1.1433320574479419E-4,6.6033753393723434E-5,5.7166602872397094,3.3009729032667692,3.6310701935934464,28.583301436198546,16.504864516333846,18.155350967967234,57.166602872397092,33.009729032667693,36.310701935934468,{"$f":"Input!$F$21*C6825","v":11.433320574479419},{"$f":"Input!$F$21*D6825","v":6.6033753393723433},7.2637128733095784]
[null,6819,1.3883292795185905E-4,6.6033753393723434E-5,6.9416463975929519,3.3009729032667692,3.6310701935934464,34.708231987964759,16.504864516333846,18.155350967967234,69.416463975929517,33.009729032667693,36.310701935934468,{"$f":"Input!$F$21*C6829","v":13.883292795185904},{"$f":"Input!$F$21*D6829","v":6.6033753393723433},7.2637128733095784]
[null,6823,1.1573318987091218E-4,6.6033753393723434E-5,5.786659493545609,3.3009729032667692,3.6310701935934464,28.933297467728043,16.504864516333846,18.155350967967234,57.866594935456085,33.009729032667693,36.310701935934468,{"$f":"Input!$F$21*C6833","v":11.573318987091218},{"$f":"Input!$F$21*D6833","v":6.6033753393723433},7.2637128733095784]
[null,6826,1.1013325336644018E-4,6.6033753393723434E-5,5.5066626683220088,3.3009729032667692,3.6310701935934464,27.533313341610047,16.504864516333846,18.155350967967234,55.066626683220093,33.009729032667693,36.310701935934468,{"$f":"Input!$F$21*C6836","v":11.013325336644018},{"$f":"Input!$F$21*D6836","v":6.6033753393723433},7.2637128733095784]
[null,6830,9.5433420042201263E-5,6.6033753393723434E-5,4.7716710021100628,3.3009729032667692,3.6310701935934464,23.858355010550316,16.504864516333846,18.155350967967234,47.716710021100631,33.009729032667693,36.310701935934468,{"$f":"Input!$F$21*C6840","v":9.5433420042201256},{"$f":"Input!$F$21*D6840","v":6.6033753393723433},7.2637128733095784]
[null,6833,9.1233467663847303E-5,6.6033753393723434E-5,4.5616733831923648,3.3009729032667692,3.6310701935934464,22.808366915961827,16.504864516333846,18.155350967967234,45.616733831923653,33.009729032667693,36.310701935934468,{"$f":"Input!$F$21*C6843","v":9.1233467663847296},{"$f":"Input!$F$21*D6843","v":6.6033753393723433},7.2637128733095784]
[null,6834,9.2633451789965294E-5,6.6033753393723434E-5,4.6316725894982644,3.3009729032667692,3.6310701935934464,23.158362947491323,16.504864516333846,18.155350967967234,46.316725894982646,33.009729032667693,36.310701935934468,{"$f":"Input!$F$21*C6844","v":9.2633451789965289},{"$f":"Input!$F$21*D6844","v":6.6033753393723433},7.2637128733095784]
[null,6837,9.4033435916083286E-5,6.6033753393723434E-5,4.7016717958041641,3.3009729032667692,3.6310701935934464,23.508358979020823,16.504864516333846,18.155350967967234,47.016717958041646,33.009729032667693,36.310701935934468,{"$f":"Input!$F$21*C6847","v":9.4033435916083281},{"$f":"Input!$F$21*D6847","v":6.6033753393723433},7.2637128733095784]
[null,6840,9.963337242055525E-5,6.6033753393723434E-5,4.9816686210277625,3.3009729032667692,3.6310701935934464,24.908343105138812,16.504864516333846,18.155350967967234,49.816686210277624,33.009729032667693,36.310701935934468,{"$f":"Input!$F$21*C6850","v":9.9633372420555251},{"$f":"Input!$F$21*D6850","v":6.6033753393723433},7.2637128733095784]
[null,6844,1.1293322161867618E-4,6.6033753393723434E-5,5.6466610809338089,3.3009729032667692,3.6310701935934464,28.233305404669046,16.504864516333846,18.155350967967234,56.466610809338093,33.009729032667693,36.310701935934468,{"$f":"Input!$F$21*C6854","v":11.293322161867618},{"$f":"Input!$F$21*D6854","v":6.6033753393723433},7.2637128733095784]
[null,6848,1.1223322955561718E-4,6.6033753393723434E-5,5.6116614777808591,3.3009729032667692,3.6310701935934464,28.058307388904296,16.504864516333846,18.155350967967234,56.116614777808593,33.009729032667693,36.310701935934468,{"$f":"Input!$F$21*C6858","v":11.223322955561718},{"$f":"Input!$F$21*D6858","v":6.6033753393723433},7.2637128733095784]
[null,6852,8.7733507348552325E-5,6.6033753393723434E-5,4.3866753674276167,3.3009729032667692,3.6310701935934464,21.933376837138081,16.504864516333846,18.155350967967234,43.866753674276161,33.009729032667693,36.310701935934468,{"$f":"Input!$F$21*C6862","v":8.7733507348552333},{"$f":"Input!$F$21*D6862","v":6.6033753393723433},7.2637128733095784]
[null,6855,8.003359465490336E-5,6.5333761330664439E-5,4.0016797327451679,3.2659808770088898,3.5925789647097792,20.008398663725838,16.329904385044451,17.962894823548897,40.016797327451677,32.659808770088901,35.925789647097794,{"$f":"Input!$F$21*C6865","v":8.0033594654903357},{"$f":"Input!$F$21*D6865","v":6.5333761330664437},7.1867137463730888]
[null,6858,8.6333523222434334E-5,6.5333761330664439E-5,4.316676161121717,3.2659808770088898,3.5925789647097792,21.583380805608584,16.329904385044451,17.962894823548897,43.166761611217169,32.659808770088901,35.925789647097794,{"$f":"Input!$F$21*C6868","v":8.6333523222434341},{"$f":"Input!$F$21*D6868","v":6.5333761330664437},7.1867137463730888]
[null,6859,9.0533475600788294E-5,6.5333761330664439E-5,4.526673780039415,3.2659808770088898,3.5925789647097792,22.633368900197073,16.329904385044451,17.962894823548897,45.266737800394147,32.659808770088901,35.925789647097794,{"$f":"Input!$F$21*C6869","v":9.05334756007883},{"$f":"Input!$F$21*D6869","v":6.5333761330664437},7.1867137463730888]
[null,6862,8.7733507348552325E-5,6.5333761330664439E-5,4.3866753674276167,3.2659808770088898,3.5925789647097792,21.933376837138081,16.329904385044451,17.962894823548897,43.866753674276161,32.659808770088901,35.925789647097794,{"$f":"Input!$F$21*C6872","v":8.7733507348552333},{"$f":"Input!$F$21*D6872","v":6.5333761330664437},7.1867137463730888]
[null,6865,8.2833562907139356E-5,6.5333761330664439E-5,4.141678145356968,3.2659808770088898,3.5925789647097792,20.708390726784838,16.329904385044451,17.962894823548897,41.416781453569676,32.659808770088901,35.925789647097794,{"$f":"Input!$F$21*C6875","v":8.283356290713936},{"$f":"Input!$F$21*D6875","v":6.5333761330664437},7.1867137463730888]
[null,6870,8.1433578781021351E-5,6.5333761330664439E-5,4.0716789390510675,3.2659808770088898,3.5925789647097792,20.358394695255338,16.329904385044451,17.962894823548897,40.716789390510677,32.659808770088901,35.925789647097794,{"$f":"Input!$F$21*C6880","v":8.143357878102135},{"$f":"Input!$F$21*D6880","v":6.5333761330664437},7.1867137463730888]
[null,6873,8.2833562907139356E-5,6.5333761330664439E-5,4.141678145356968,3.2659808770088898,3.5925789647097792,20.708390726784838,16.329904385044451,17.962894823548897,41.416781453569676,32.659808770088901,35.925789647097794,{"$f":"Input!$F$21*C6883","v":8.283356290713936},{"$f":"Input!$F$21*D6883","v":6.5333761330664437},7.1867137463730888]
[null,6877,7.8633610528785355E-5,6.5333761330664439E-5,3.9316805264392678,3.2659808770088898,3.5925789647097792,19.658402632196339,16.329904385044451,17.962894823548897,39.316805264392677,32.659808770088901,35.925789647097794,{"$f":"Input!$F$21*C6887","v":7.8633610528785356},{"$f":"Input!$F$21*D6887","v":6.5333761330664437},7.1867137463730888]
[null,6880,8.2833562907139356E-5,6.5333761330664439E-5,4.141678145356968,3.2659808770088898,3.5925789647097792,20.708390726784838,16.329904385044451,17.962894823548897,41.416781453569676,32.659808770088901,35.925789647097794,{"$f":"Input!$F$21*C6890","v":8.283356290713936},{"$f":"Input!$F$21*D6890","v":6.5333761330664437},7.1867137463730888]
[null,6883,8.1433578781021351E-5,6.5333761330664439E-5,4.0716789390510675,3.2659808770088898,3.5925789647097792,20.358394695255338,16.329904385044451,17.962894823548897,40.716789390510677,32.659808770088901,35.925789647097794,{"$f":"Input!$F$21*C6893","v":8.143357878102135},{"$f":"Input!$F$21*D6893","v":6.5333761330664437},7.1867137463730888]
[null,6884,8.0733586717962355E-5,6.5333761330664439E-5,4.0366793358981177,3.2659808770088898,3.5925789647097792,20.183396679490588,16.329904385044451,17.962894823548897,40.366793358981177,32.659808770088901,35.925789647097794,{"$f":"Input!$F$21*C6894","v":8.0733586717962353},{"$f":"Input!$F$21*D6894","v":6.5333761330664437},7.1867137463730888]
[null,6890,9.1933459726906285E-5,6.5333761330664439E-5,4.5966729863453146,3.2659808770088898,3.5925789647097792,22.98336493172657,16.329904385044451,17.962894823548897,45.966729863453139,32.659808770088901,35.925789647097794,{"$f":"Input!$F$21*C6900","v":9.1933459726906293},{"$f":"Input!$F$21*D6900","v":6.5333761330664437},7.1867137463730888]
[null,6892,9.4733427979142281E-5,6.5333761330664439E-5,4.7366713989571139,3.2659808770088898,3.5925789647097792,23.683356994785569,16.329904385044451,17.962894823548897,47.366713989571139,32.659808770088901,35.925789647097794,{"$f":"Input!$F$21*C6902","v":9.4733427979142277},{"$f":"Input!$F$21*D6902","v":6.5333761330664437},7.1867137463730888]
[null,6895,1.0103335654667326E-4,6.5333761330664439E-5,5.051667827333663,3.2659808770088898,3.5925789647097792,25.258339136668315,16.329904385044451,17.962894823548897,50.51667827333663,32.659808770088901,35.925789647097794,{"$f":"Input!$F$21*C6905","v":10.103335654667326},{"$f":"Input!$F$21*D6905","v":6.5333761330664437},7.1867137463730888]
[null,6898,1.0033336448361425E-4,6.4633769267605429E-5,5.0166682241807123,3.2309888507510092,3.5540877358261103,25.083341120903562,16.154944253755044,17.77043867913055,50.166682241807123,32.309888507510088,35.540877358261099,{"$f":"Input!$F$21*C6908","v":10.033336448361425},{"$f":"Input!$F$21*D6908","v":6.4633769267605432},7.1097146194365983]
[null,6902,8.2833562907139356E-5,6.4633769267605429E-5,4.141678145356968,3.2309888507510092,3.5540877358261103,20.708390726784838,16.154944253755044,17.77043867913055,41.416781453569676,32.309888507510088,35.540877358261099,{"$f":"Input!$F$21*C6912","v":8.283356290713936},{"$f":"Input!$F$21*D6912","v":6.4633769267605432},7.1097146194365983]
[null,6905,9.6133412105260259E-5,6.4633769267605429E-5,4.8066706052630126,3.2309888507510092,3.5540877358261103,24.033353026315066,16.154944253755044,17.77043867913055,48.066706052630131,32.309888507510088,35.540877358261099,{"$f":"Input!$F$21*C6915","v":9.6133412105260252},{"$f":"Input!$F$21*D6915","v":6.4633769267605432},7.1097146194365983]
[null,6908,1.1223322955561718E-4,6.4633769267605429E-5,5.6116614777808591,3.2309888507510092,3.5540877358261103,28.058307388904296,16.154944253755044,17.77043867913055,56.116614777808593,32.309888507510088,35.540877358261099,{"$f":"Input!$F$21*C6918","v":11.223322955561718},{"$f":"Input!$F$21*D6918","v":6.4633769267605432},7.1097146194365983]
[null,6909,1.1713317399703015E-4,6.4633769267605429E-5,5.8566586998515078,3.2309888507510092,3.5540877358261103,29.283293499257539,16.154944253755044,17.77043867913055,58.566586998515078,32.309888507510088,35.540877358261099,{"$f":"Input!$F$21*C6919","v":11.713317399703016},{"$f":"Input!$F$21*D6919","v":6.4633769267605432},7.1097146194365983]
[null,6915,1.2133312637538414E-4,6.4633769267605429E-5,6.0666563187692066,3.2309888507510092,3.5540877358261103,30.333281593846035,16.154944253755044,17.77043867913055,60.66656318769207,32.309888507510088,35.540877358261099,{"$f":"Input!$F$21*C6925","v":12.133312637538413},{"$f":"Input!$F$21*D6925","v":6.4633769267605432},7.1097146194365983]
[null,6917,1.2203311843844312E-4,6.4633769267605429E-5,6.1016559219221564,3.2309888507510092,3.5540877358261103,30.508279609610781,16.154944253755044,17.77043867913055,61.016559219221563,32.309888507510088,35.540877358261099,{"$f":"Input!$F$21*C6927","v":12.203311843844313},{"$f":"Input!$F$21*D6927","v":6.4633769267605432},7.1097146194365983]
[null,6920,1.2553307875373812E-4,6.4633769267605429E-5,6.2766539376869055,3.2309888507510092,3.5540877358261103,31.383269688434527,16.154944253755044,17.77043867913055,62.766539376869055,32.309888507510088,35.540877358261099,{"$f":"Input!$F$21*C6930","v":12.553307875373811},{"$f":"Input!$F$21*D6930","v":6.4633769267605432},7.1097146194365983]
[null,6923,1.1013325336644018E-4,6.4633769267605429E-5,5.5066626683220088,3.2309888507510092,3.5540877358261103,27.533313341610047,16.154944253755044,17.77043867913055,55.066626683220093,32.309888507510088,35.540877358261099,{"$f":"Input!$F$21*C6933","v":11.013325336644018},{"$f":"Input!$F$21*D6933","v":6.4633769267605432},7.1097146194365983]
[null,6927,9.6833404168319254E-5,6.4633769267605429E-5,4.8416702084159624,3.2309888507510092,3.5540877358261103,24.208351042079812,16.154944253755044,17.77043867913055,48.416702084159624,32.309888507510088,35.540877358261099,{"$f":"Input!$F$21*C6937","v":9.6833404168319248},{"$f":"Input!$F$21*D6937","v":6.4633769267605432},7.1097146194365983]
[null,6930,1.1223322955561718E-4,6.4633769267605429E-5,5.6116614777808591,3.2309888507510092,3.5540877358261103,28.058307388904296,16.154944253755044,17.77043867913055,56.116614777808593,32.309888507510088,35.540877358261099,{"$f":"Input!$F$21*C6940","v":11.223322955561718},{"$f":"Input!$F$21*D6940","v":6.4633769267605432},7.1097146194365983]
[null,6933,1.2063313431232515E-4,6.4633769267605429E-5,6.0316567156162577,3.2309888507510092,3.5540877358261103,30.158283578081285,16.154944253755044,17.77043867913055,60.31656715616257,32.309888507510088,35.540877358261099,{"$f":"Input!$F$21*C6943","v":12.063313431232515},{"$f":"Input!$F$21*D6943","v":6.4633769267605432},7.1097146194365983]
[null,6936,1.3113301525821005E-4,6.4633769267605429E-5,6.5566507629105031,3.2309888507510092,3.5540877358261103,32.783253814552516,16.154944253755044,17.77043867913055,65.566507629105033,32.309888507510088,35.540877358261099,{"$f":"Input!$F$21*C6946","v":13.113301525821006},{"$f":"Input!$F$21*D6946","v":6.4633769267605432},7.1097146194365983]
[null,6938,1.3533296763656405E-4,6.4633769267605429E-5,6.7666483818282028,3.2309888507510092,3.5540877358261103,33.833241909141016,16.154944253755044,17.77043867913055,67.666483818282032,32.309888507510088,35.540877358261099,{"$f":"Input!$F$21*C6948","v":13.533296763656406},{"$f":"Input!$F$21*D6948","v":6.4633769267605432},7.1097146194365983]
[null,6942,1.3603295969962304E-4,6.3933777204546434E-5,6.8016479849811518,3.1959968244931285,3.5155965069424417,34.008239924905759,15.979984122465643,17.577982534712209,68.016479849811518,31.959968244931286,35.155965069424418,{"$f":"Input!$F$21*C6952","v":13.603295969962304},{"$f":"Input!$F$21*D6952","v":6.3933777204546436},7.0327154925001087]
[null,6945,1.325329993843281E-4,6.3933777204546434E-5,6.6266499692164045,3.1959968244931285,3.5155965069424417,33.133249846082023,15.979984122465643,17.577982534712209,66.266499692164047,31.959968244931286,35.155965069424418,{"$f":"Input!$F$21*C6955","v":13.253299938432809},{"$f":"Input!$F$21*D6955","v":6.3933777204546436},7.0327154925001087]
[null,6948,9.333344385302429E-5,6.3933777204546434E-5,4.6666721926512142,3.1959968244931285,3.5155965069424417,23.333360963256073,15.979984122465643,17.577982534712209,46.666721926512146,31.959968244931286,35.155965069424418,{"$f":"Input!$F$21*C6958","v":9.3333443853024285},{"$f":"Input!$F$21*D6958","v":6.3933777204546436},7.0327154925001087]
[null,6952,8.1433578781021351E-5,6.3933777204546434E-5,4.0716789390510675,3.1959968244931285,3.5155965069424417,20.358394695255338,15.979984122465643,17.577982534712209,40.716789390510677,31.959968244931286,35.155965069424418,{"$f":"Input!$F$21*C6962","v":8.143357878102135},{"$f":"Input!$F$21*D6962","v":6.3933777204546436},7.0327154925001087]
[null,6955,9.1933459726906285E-5,6.3933777204546434E-5,4.5966729863453146,3.1959968244931285,3.5155965069424417,22.98336493172657,15.979984122465643,17.577982534712209,45.966729863453139,31.959968244931286,35.155965069424418,{"$f":"Input!$F$21*C6965","v":9.1933459726906293},{"$f":"Input!$F$21*D6965","v":6.3933777204546436},7.0327154925001087]
[null,6956,9.1933459726906285E-5,6.3933777204546434E-5,4.5966729863453146,3.1959968244931285,3.5155965069424417,22.98336493172657,15.979984122465643,17.577982534712209,45.966729863453139,31.959968244931286,35.155965069424418,{"$f":"Input!$F$21*C6966","v":9.1933459726906293},{"$f":"Input!$F$21*D6966","v":6.3933777204546436},7.0327154925001087]
[null,6961,8.7033515285493316E-5,6.3933777204546434E-5,4.351675764274666,3.1959968244931285,3.5155965069424417,21.758378821373331,15.979984122465643,17.577982534712209,43.516757642746661,31.959968244931286,35.155965069424418,{"$f":"Input!$F$21*C6971","v":8.7033515285493319},{"$f":"Input!$F$21*D6971","v":6.3933777204546436},7.0327154925001087]
[null,6963,8.8433499411611294E-5,6.3933777204546434E-5,4.4216749705805647,3.1959968244931285,3.5155965069424417,22.108374852902823,15.979984122465643,17.577982534712209,44.216749705805647,31.959968244931286,35.155965069424418,{"$f":"Input!$F$21*C6973","v":8.8433499411611294},{"$f":"Input!$F$21*D6973","v":6.3933777204546436},7.0327154925001087]
[null,6967,8.7733507348552325E-5,6.3933777204546434E-5,4.3866753674276167,3.1959968244931285,3.5155965069424417,21.933376837138081,15.979984122465643,17.577982534712209,43.866753674276161,31.959968244931286,35.155965069424418,{"$f":"Input!$F$21*C6977","v":8.7733507348552333},{"$f":"Input!$F$21*D6977","v":6.3933777204546436},7.0327154925001087]
[null,6970,8.4933539096316329E-5,6.3933777204546434E-5,4.2466769548158165,3.1959968244931285,3.5155965069424417,21.233384774079081,15.979984122465643,17.577982534712209,42.466769548158162,31.959968244931286,35.155965069424418,{"$f":"Input!$F$21*C6980","v":8.4933539096316331},{"$f":"Input!$F$21*D6980","v":6.3933777204546436},7.0327154925001087]
[null,6973,8.1433578781021351E-5,6.3933777204546434E-5,4.0716789390510675,3.1959968244931285,3.5155965069424417,20.358394695255338,15.979984122465643,17.577982534712209,40.716789390510677,31.959968244931286,35.155965069424418,{"$f":"Input!$F$21*C6983","v":8.143357878102135},{"$f":"Input!$F$21*D6983","v":6.3933777204546436},7.0327154925001087]
[null,6977,8.7033515285493316E-5,6.3933777204546434E-5,{"$f":"$E$9*C6987","v":4.351675764274666},3.1959968244931285,{"$f":"F6987*1.1","v":3.5155965069424417},{"$f":"$H$9*C6987","v":21.758378821373331},15.979984122465643,{"$f":"I6987*1.1","v":17.577982534712209},{"$f":"$K$9*C6987","v":43.516757642746661},31.959968244931286,{"$f":"L6987*1.1","v":35.155965069424418},{"$f":"Input!$F$21*C6987","v":8.7033515285493319},{"$f":"Input!$F$21*D6987","v":6.3933777204546436},7.0327154925001087]
[null,6980,1.0873326924032219E-4,6.3233785141487438E-5,5.4366634620161101,3.1610047982352492,3.4771052780587746,27.183317310080547,15.805023991176245,17.385526390293872,54.366634620161093,31.610047982352491,34.771052780587745,{"$f":"Input!$F$21*C6990","v":10.87332692403222},{"$f":"Input!$F$21*D6990","v":6.323378514148744},6.9557163655636192]
[null,6982,1.2553307875373812E-4,6.3233785141487438E-5,6.2766539376869055,3.1610047982352492,3.4771052780587746,31.383269688434527,15.805023991176245,17.385526390293872,62.766539376869055,31.610047982352491,34.771052780587745,{"$f":"Input!$F$21*C6992","v":12.553307875373811},{"$f":"Input!$F$21*D6992","v":6.323378514148744},6.9557163655636192]
[null,6985,1.2763305494291509E-4,6.3233785141487438E-5,6.381652747145754,3.1610047982352492,3.4771052780587746,31.908263735728774,15.805023991176245,17.385526390293872,63.816527471457547,31.610047982352491,34.771052780587745,{"$f":"Input!$F$21*C6995","v":12.763305494291508},{"$f":"Input!$F$21*D6995","v":6.323378514148744},6.9557163655636192]
[null,6988,1.3183300732126906E-4,6.3233785141487438E-5,6.5916503660634529,3.1610047982352492,3.4771052780587746,32.958251830317266,15.805023991176245,17.385526390293872,65.916503660634532,31.610047982352491,34.771052780587745,{"$f":"Input!$F$21*C6998","v":13.183300732126906},{"$f":"Input!$F$21*D6998","v":6.323378514148744},6.9557163655636192]
[null,6992,1.3113301525821005E-4,6.3233785141487438E-5,6.5566507629105031,3.1610047982352492,3.4771052780587746,32.783253814552516,15.805023991176245,17.385526390293872,65.566507629105033,31.610047982352491,34.771052780587745,{"$f":"Input!$F$21*C7002","v":13.113301525821006},{"$f":"Input!$F$21*D7002","v":6.323378514148744},6.9557163655636192]
[null,6995,1.0383332479890922E-4,6.3233785141487438E-5,5.1916662399454614,3.1610047982352492,3.4771052780587746,25.958331199727304,15.805023991176245,17.385526390293872,51.916662399454609,31.610047982352491,34.771052780587745,{"$f":"Input!$F$21*C7005","v":10.383332479890923},{"$f":"Input!$F$21*D7005","v":6.323378514148744},6.9557163655636192]
[null,6998,8.1433578781021351E-5,6.3233785141487438E-5,4.0716789390510675,3.1610047982352492,3.4771052780587746,20.358394695255338,15.805023991176245,17.385526390293872,40.716789390510677,31.610047982352491,34.771052780587745,{"$f":"Input!$F$21*C7008","v":8.143357878102135},{"$f":"Input!$F$21*D7008","v":6.323378514148744},6.9557163655636192]
[null,7002,9.0533475600788294E-5,6.3233785141487438E-5,4.526673780039415,3.1610047982352492,3.4771052780587746,22.633368900197073,15.805023991176245,17.385526390293872,45.266737800394147,31.610047982352491,34.771052780587745,{"$f":"Input!$F$21*C7012","v":9.05334756007883},{"$f":"Input!$F$21*D7012","v":6.323378514148744},6.9557163655636192]
[null,7003,9.333344385302429E-5,6.3233785141487438E-5,4.6666721926512142,3.1610047982352492,3.4771052780587746,23.333360963256073,15.805023991176245,17.385526390293872,46.666721926512146,31.610047982352491,34.771052780587745,{"$f":"Input!$F$21*C7013","v":9.3333443853024285},{"$f":"Input!$F$21*D7013","v":6.323378514148744},6.9557163655636192]
[null,7007,9.333344385302429E-5,6.3233785141487438E-5,4.6666721926512142,3.1610047982352492,3.4771052780587746,23.333360963256073,15.805023991176245,17.385526390293872,46.666721926512146,31.610047982352491,34.771052780587745,{"$f":"Input!$F$21*C7017","v":9.3333443853024285},{"$f":"Input!$F$21*D7017","v":6.323378514148744},6.9557163655636192]
[null,7010,9.6133412105260259E-5,6.3233785141487438E-5,4.8066706052630126,3.1610047982352492,3.4771052780587746,24.033353026315066,15.805023991176245,17.385526390293872,48.066706052630131,31.610047982352491,34.771052780587745,{"$f":"Input!$F$21*C7020","v":9.6133412105260252},{"$f":"Input!$F$21*D7020","v":6.323378514148744},6.9557163655636192]
[null,7013,8.5633531159375325E-5,6.3233785141487438E-5,4.2816765579687663,3.1610047982352492,3.4771052780587746,21.408382789843831,15.805023991176245,17.385526390293872,42.816765579687662,31.610047982352491,34.771052780587745,{"$f":"Input!$F$21*C7023","v":8.5633531159375327},{"$f":"Input!$F$21*D7023","v":6.323378514148744},6.9557163655636192]
[null,7017,8.3533554970198338E-5,6.3233785141487438E-5,4.1766777485099169,3.1610047982352492,3.4771052780587746,20.883388742549585,15.805023991176245,17.385526390293872,41.766777485099169,31.610047982352491,34.771052780587745,{"$f":"Input!$F$21*C7027","v":8.3533554970198338},{"$f":"Input!$F$21*D7027","v":6.323378514148744},6.9557163655636192]
[null,7020,8.2133570844080333E-5,6.3233785141487438E-5,4.1066785422040164,3.1610047982352492,3.4771052780587746,20.533392711020085,15.805023991176245,17.385526390293872,41.066785422040169,31.610047982352491,34.771052780587745,{"$f":"Input!$F$21*C7030","v":8.2133570844080328},{"$f":"Input!$F$21*D7030","v":6.323378514148744},6.9557163655636192]
[null,7024,9.0533475600788294E-5,6.2533793078428443E-5,4.526673780039415,3.1260127719773689,3.438614049175106,22.633368900197073,15.630063859886846,17.193070245875532,45.266737800394147,31.260127719773692,34.386140491751064,{"$f":"Input!$F$21*C7034","v":9.05334756007883},{"$f":"Input!$F$21*D7034","v":6.2533793078428443},6.8787172386271296]
[null,7027,9.6833404168319254E-5,6.2533793078428443E-5,4.8416702084159624,3.1260127719773689,3.438614049175106,24.208351042079812,15.630063859886846,17.193070245875532,48.416702084159624,31.260127719773692,34.386140491751064,{"$f":"Input!$F$21*C7037","v":9.6833404168319248},{"$f":"Input!$F$21*D7037","v":6.2533793078428443},6.8787172386271296]
[null,7028,9.8933380357496255E-5,6.2533793078428443E-5,4.9466690178748127,3.1260127719773689,3.438614049175106,24.733345089374065,15.630063859886846,17.193070245875532,49.466690178748131,31.260127719773692,34.386140491751064,{"$f":"Input!$F$21*C7038","v":9.8933380357496254},{"$f":"Input!$F$21*D7038","v":6.2533793078428443},6.8787172386271296]
[null,7032,1.1433320574479419E-4,6.2533793078428443E-5,5.7166602872397094,3.1260127719773689,3.438614049175106,28.583301436198546,15.630063859886846,17.193070245875532,57.166602872397092,31.260127719773692,34.386140491751064,{"$f":"Input!$F$21*C7042","v":11.433320574479419},{"$f":"Input!$F$21*D7042","v":6.2533793078428443},6.8787172386271296]
[null,7035,1.2273311050150213E-4,6.2533793078428443E-5,6.1366555250751063,3.1260127719773689,3.438614049175106,30.683277625375535,15.630063859886846,17.193070245875532,61.36655525075107,31.260127719773692,34.386140491751064,{"$f":"Input!$F$21*C7045","v":12.273311050150213},{"$f":"Input!$F$21*D7045","v":6.2533793078428443},6.8787172386271296]
[null,7038,1.2133312637538414E-4,6.2533793078428443E-5,6.0666563187692066,3.1260127719773689,3.438614049175106,30.333281593846035,15.630063859886846,17.193070245875532,60.66656318769207,31.260127719773692,34.386140491751064,{"$f":"Input!$F$21*C7048","v":12.133312637538413},{"$f":"Input!$F$21*D7048","v":6.2533793078428443},6.8787172386271296]
[null,7042,1.3463297557350504E-4,6.2533793078428443E-5,6.7316487786752521,3.1260127719773689,3.438614049175106,33.658243893376259,15.630063859886846,17.193070245875532,67.316487786752518,31.260127719773692,34.386140491751064,{"$f":"Input!$F$21*C7052","v":13.463297557350504},{"$f":"Input!$F$21*D7052","v":6.2533793078428443},{"$f":"O7052*1.1","v":6.8787172386271296}]
[null,7045,1.0103335654667326E-4,6.2533793078428443E-5,5.051667827333663,3.1260127719773689,3.438614049175106,25.258339136668315,15.630063859886846,17.193070245875532,50.51667827333663,31.260127719773692,34.386140491751064,{"$f":"Input!$F$21*C7055","v":10.103335654667326},{"$f":"Input!$F$21*D7055","v":6.2533793078428443},6.8787172386271296]
[null,7049,1.0803327717726321E-4,6.2533793078428443E-5,5.4016638588631603,3.1260127719773689,3.438614049175106,27.008319294315804,15.630063859886846,17.193070245875532,54.016638588631608,31.260127719773692,34.386140491751064,{"$f":"Input!$F$21*C7059","v":10.803327717726321},{"$f":"Input!$F$21*D7059","v":6.2533793078428443},6.8787172386271296]
[null,7053,1.3183300732126906E-4,6.183380101536946E-5,6.5916503660634529,3.0910207457194883,3.4001228202914375,32.958251830317266,15.455103728597441,17.000614101457188,65.916503660634532,30.910207457194883,34.001228202914376,{"$f":"Input!$F$21*C7063","v":13.183300732126906},{"$f":"Input!$F$21*D7063","v":6.1833801015369456},6.8017181116906409]
[null,7056,1.304330231951511E-4,6.183380101536946E-5,6.521651159757555,3.0910207457194883,3.4001228202914375,32.608255798787773,15.455103728597441,17.000614101457188,65.216511597575547,30.910207457194883,34.001228202914376,{"$f":"Input!$F$21*C7066","v":13.04330231951511},{"$f":"Input!$F$21*D7066","v":6.1833801015369456},6.8017181116906409]
[null,7057,1.3113301525821005E-4,6.183380101536946E-5,6.5566507629105031,3.0910207457194883,3.4001228202914375,32.783253814552516,15.455103728597441,17.000614101457188,65.566507629105033,30.910207457194883,34.001228202914376,{"$f":"Input!$F$21*C7067","v":13.113301525821006},{"$f":"Input!$F$21*D7067","v":6.1833801015369456},6.8017181116906409]
[null,7060,1.2203311843844312E-4,6.183380101536946E-5,6.1016559219221564,3.0910207457194883,3.4001228202914375,30.508279609610781,15.455103728597441,17.000614101457188,61.016559219221563,30.910207457194883,34.001228202914376,{"$f":"Input!$F$21*C7070","v":12.203311843844313},{"$f":"Input!$F$21*D7070","v":6.1833801015369456},6.8017181116906409]
[null,7064,1.3533296763656405E-4,6.183380101536946E-5,6.7666483818282028,3.0910207457194883,3.4001228202914375,33.833241909141016,15.455103728597441,17.000614101457188,67.666483818282032,30.910207457194883,34.001228202914376,{"$f":"Input!$F$21*C7074","v":13.533296763656406},{"$f":"Input!$F$21*D7074","v":6.1833801015369456},6.8017181116906409]
[null,7067,1.2203311843844312E-4,6.183380101536946E-5,6.1016559219221564,3.0910207457194883,3.4001228202914375,30.508279609610781,15.455103728597441,17.000614101457188,61.016559219221563,30.910207457194883,34.001228202914376,{"$f":"Input!$F$21*C7077","v":12.203311843844313},{"$f":"Input!$F$21*D7077","v":6.1833801015369456},6.8017181116906409]
[null,7070,1.2273311050150213E-4,6.183380101536946E-5,6.1366555250751063,3.0910207457194883,3.4001228202914375,30.683277625375535,15.455103728597441,17.000614101457188,61.36655525075107,30.910207457194883,34.001228202914376,{"$f":"Input!$F$21*C7080","v":12.273311050150213},{"$f":"Input!$F$21*D7080","v":6.1833801015369456},6.8017181116906409]
[null,7074,1.2973303113209209E-4,6.183380101536946E-5,6.4866515566046044,3.0910207457194883,3.4001228202914375,32.433257783023024,15.455103728597441,17.000614101457188,64.866515566046047,30.910207457194883,34.001228202914376,{"$f":"Input!$F$21*C7084","v":12.973303113209209},{"$f":"Input!$F$21*D7084","v":6.1833801015369456},6.8017181116906409]
[null,7078,1.5073279302386196E-4,6.183380101536946E-5,7.5366396511930978,3.0910207457194883,3.4001228202914375,37.683198255965486,15.455103728597441,17.000614101457188,75.366396511930972,30.910207457194883,34.001228202914376,{"$f":"Input!$F$21*C7088","v":15.073279302386196},{"$f":"Input!$F$21*D7088","v":6.1833801015369456},6.8017181116906409]
[null,7081,1.4653284064550798E-4,6.183380101536946E-5,7.3266420322753989,3.0910207457194883,3.4001228202914375,36.633210161376994,15.455103728597441,17.000614101457188,73.266420322753987,30.910207457194883,34.001228202914376,{"$f":"Input!$F$21*C7091","v":14.653284064550798},{"$f":"Input!$F$21*D7091","v":6.1833801015369456},6.8017181116906409]
[null,7082,1.4443286445633098E-4,6.183380101536946E-5,7.2216432228165495,3.0910207457194883,3.4001228202914375,36.108216114082744,15.455103728597441,17.000614101457188,72.216432228165488,30.910207457194883,34.001228202914376,{"$f":"Input!$F$21*C7092","v":14.443286445633099},{"$f":"Input!$F$21*D7092","v":6.1833801015369456},6.8017181116906409]
[null,7085,1.5143278508692097E-4,6.183380101536946E-5,7.5716392543460485,3.0910207457194883,3.4001228202914375,37.858196271730243,15.455103728597441,17.000614101457188,75.716392543460486,30.910207457194883,34.001228202914376,{"$f":"Input!$F$21*C7095","v":15.143278508692097},{"$f":"Input!$F$21*D7095","v":6.1833801015369456},6.8017181116906409]
[null,7089,1.5773271365445191E-4,6.1133808952310451E-5,7.8866356827225959,3.0560287194616085,3.3616315914077695,39.433178413612978,15.280143597308042,16.808157957038848,78.866356827225957,30.560287194616084,33.616315914077695,{"$f":"Input!$F$21*C7099","v":15.773271365445192},{"$f":"Input!$F$21*D7099","v":6.1133808952310451},6.7247189847541504]
[null,7092,1.2483308669067911E-4,6.1133808952310451E-5,6.2416543345339557,3.0560287194616085,3.3616315914077695,31.208271672669778,15.280143597308042,16.808157957038848,62.416543345339555,30.560287194616084,33.616315914077695,{"$f":"Input!$F$21*C7102","v":12.483308669067911},{"$f":"Input!$F$21*D7102","v":6.1133808952310451},6.7247189847541504]
[null,7095,1.2203311843844312E-4,6.1133808952310451E-5,6.1016559219221564,3.0560287194616085,3.3616315914077695,30.508279609610781,15.280143597308042,16.808157957038848,61.016559219221563,30.560287194616084,33.616315914077695,{"$f":"Input!$F$21*C7105","v":12.203311843844313},{"$f":"Input!$F$21*D7105","v":6.1133808952310451},6.7247189847541504]
[null,7099,1.3323299144738705E-4,6.1133808952310451E-5,6.6616495723693525,3.0560287194616085,3.3616315914077695,33.308247861846766,15.280143597308042,16.808157957038848,66.616495723693532,30.560287194616084,33.616315914077695,{"$f":"Input!$F$21*C7109","v":13.323299144738705},{"$f":"Input!$F$21*D7109","v":6.1133808952310451},6.7247189847541504]
[null,7103,1.4443286445633098E-4,6.1133808952310451E-5,7.2216432228165495,3.0560287194616085,3.3616315914077695,36.108216114082744,15.280143597308042,16.808157957038848,72.216432228165488,30.560287194616084,33.616315914077695,{"$f":"Input!$F$21*C7113","v":14.443286445633099},{"$f":"Input!$F$21*D7113","v":6.1133808952310451},6.7247189847541504]
[null,7106,1.5003280096080297E-4,6.1133808952310451E-5,7.5016400480401488,3.0560287194616085,3.3616315914077695,37.508200240200743,15.280143597308042,16.808157957038848,75.016400480401487,30.560287194616084,33.616315914077695,{"$f":"Input!$F$21*C7116","v":15.003280096080298},{"$f":"Input!$F$21*D7116","v":6.1133808952310451},{"$f":"O7116*1.1","v":6.7247189847541504}]
[null,7107,1.5143278508692097E-4,6.1133808952310451E-5,7.5716392543460485,3.0560287194616085,3.3616315914077695,37.858196271730243,15.280143597308042,16.808157957038848,75.716392543460486,30.560287194616084,33.616315914077695,{"$f":"Input!$F$21*C7117","v":15.143278508692097},{"$f":"Input!$F$21*D7117","v":6.1133808952310451},6.7247189847541504]
[null,7110,1.5983268984362891E-4,6.1133808952310451E-5,7.9916344921814453,3.0560287194616085,3.3616315914077695,39.958172460907228,15.280143597308042,16.808157957038848,79.916344921814456,30.560287194616084,33.616315914077695,{"$f":"Input!$F$21*C7120","v":15.983268984362891},{"$f":"Input!$F$21*D7120","v":6.1133808952310451},6.7247189847541504]
[null,7114,1.605326819066879E-4,6.1133808952310451E-5,8.0266340953343942,3.0560287194616085,3.3616315914077695,40.133170476671971,15.280143597308042,16.808157957038848,80.266340953343942,30.560287194616084,33.616315914077695,{"$f":"Input!$F$21*C7124","v":16.053268190668788},{"$f":"Input!$F$21*D7124","v":6.1133808952310451},6.7247189847541504]
[null,7117,1.3323299144738705E-4,6.1133808952310451E-5,6.6616495723693525,3.0560287194616085,3.3616315914077695,33.308247861846766,15.280143597308042,16.808157957038848,66.616495723693532,30.560287194616084,33.616315914077695,{"$f":"Input!$F$21*C7127","v":13.323299144738705},{"$f":"Input!$F$21*D7127","v":6.1133808952310451},6.7247189847541504]
[null,7120,1.1643318193397115E-4,6.0433816889251462E-5,5.8216590966985571,3.0210366932037283,3.3231403625241014,29.108295483492785,15.105183466018641,16.615701812620507,58.216590966985571,30.210366932037282,33.231403625241015,{"$f":"Input!$F$21*C7130","v":11.643318193397114},{"$f":"Input!$F$21*D7130","v":6.0433816889251464},6.6477198578176617]
[null,7124,1.4863281683468498E-4,6.0433816889251462E-5,7.4316408417342492,3.0210366932037283,3.3231403625241014,37.158204208671243,15.105183466018641,16.615701812620507,74.316408417342487,30.210366932037282,33.231403625241015,{"$f":"Input!$F$21*C7134","v":14.863281683468498},{"$f":"Input!$F$21*D7134","v":6.0433816889251464},6.6477198578176617]
[null,7128,1.6613261841115989E-4,6.0433816889251462E-5,8.3066309205579945,3.0210366932037283,3.3231403625241014,41.533154602789971,15.105183466018641,16.615701812620507,83.066309205579941,30.210366932037282,33.231403625241015,{"$f":"Input!$F$21*C7138","v":16.613261841115989},{"$f":"Input!$F$21*D7138","v":6.0433816889251464},6.6477198578176617]
[null,7129,1.7383253110480885E-4,6.0433816889251462E-5,8.6916265552404433,3.0210366932037283,3.3231403625241014,43.458132776202213,15.105183466018641,16.615701812620507,86.916265552404425,30.210366932037282,33.231403625241015,{"$f":"Input!$F$21*C7139","v":17.383253110480887},{"$f":"Input!$F$21*D7139","v":6.0433816889251464},6.6477198578176617]
[null,7132,1.7733249142010382E-4,6.0433816889251462E-5,8.8666245710051914,3.0210366932037283,3.3231403625241014,44.333122855025955,15.105183466018641,16.615701812620507,88.666245710051911,30.210366932037282,33.231403625241015,{"$f":"Input!$F$21*C7142","v":17.733249142010383},{"$f":"Input!$F$21*D7142","v":6.0433816889251464},6.6477198578176617]
[null,7135,1.7173255491563185E-4,6.0433816889251462E-5,8.5866277457815929,3.0210366932037283,3.3231403625241014,42.933138728907963,15.105183466018641,16.615701812620507,85.866277457815926,30.210366932037282,33.231403625241015,{"$f":"Input!$F$21*C7145","v":17.173255491563186},{"$f":"Input!$F$21*D7145","v":6.0433816889251464},6.6477198578176617]
[null,7139,1.4233288826715404E-4,6.0433816889251462E-5,7.1166444133577018,3.0210366932037283,3.3231403625241014,35.583222066788508,15.105183466018641,16.615701812620507,71.166444133577016,30.210366932037282,33.231403625241015,{"$f":"Input!$F$21*C7149","v":14.233288826715404},{"$f":"Input!$F$21*D7149","v":6.0433816889251464},6.6477198578176617]
[null,7142,1.1573318987091218E-4,6.0433816889251462E-5,5.786659493545609,3.0210366932037283,3.3231403625241014,28.933297467728043,15.105183466018641,16.615701812620507,57.866594935456085,30.210366932037282,33.231403625241015,{"$f":"Input!$F$21*C7152","v":11.573318987091218},{"$f":"Input!$F$21*D7152","v":6.0433816889251464},6.6477198578176617]
[null,7145,1.3393298351044606E-4,6.0433816889251462E-5,6.6966491755223032,3.0210366932037283,3.3231403625241014,33.483245877611516,15.105183466018641,16.615701812620507,66.966491755223032,30.210366932037282,33.231403625241015,{"$f":"Input!$F$21*C7155","v":13.393298351044606},{"$f":"Input!$F$21*D7155","v":6.0433816889251464},6.6477198578176617]
[null,7150,1.8013245967233983E-4,5.9733824826192467E-5,9.0066229836169907,2.986044666945848,3.2846491336404329,45.033114918084955,14.930223334729241,16.423245668202167,90.06622983616991,29.860446669458483,32.846491336404334,{"$f":"Input!$F$21*C7160","v":18.013245967233981},{"$f":"Input!$F$21*D7160","v":5.9733824826192468},6.5707207308811721]
[null,7153,1.2973303113209209E-4,5.9733824826192467E-5,6.4866515566046044,2.986044666945848,3.2846491336404329,32.433257783023024,14.930223334729241,16.423245668202167,64.866515566046047,29.860446669458483,32.846491336404334,{"$f":"Input!$F$21*C7163","v":12.973303113209209},{"$f":"Input!$F$21*D7163","v":5.9733824826192468},6.5707207308811721]
[null,7154,1.262330708167971E-4,5.9733824826192467E-5,6.3116535408398544,2.986044666945848,3.2846491336404329,31.558267704199274,14.930223334729241,16.423245668202167,63.116535408398548,29.860446669458483,32.846491336404334,{"$f":"Input!$F$21*C7164","v":12.623307081679709},{"$f":"Input!$F$21*D7164","v":5.9733824826192468},6.5707207308811721]
[null,7157,1.2483308669067911E-4,5.9733824826192467E-5,6.2416543345339557,2.986044666945848,3.2846491336404329,31.208271672669778,14.930223334729241,16.423245668202167,62.416543345339555,29.860446669458483,32.846491336404334,{"$f":"Input!$F$21*C7167","v":12.483308669067911},{"$f":"Input!$F$21*D7167","v":5.9733824826192468},6.5707207308811721]
[null,7160,1.3323299144738705E-4,5.9733824826192467E-5,6.6616495723693525,2.986044666945848,3.2846491336404329,33.308247861846766,14.930223334729241,16.423245668202167,66.616495723693532,29.860446669458483,32.846491336404334,{"$f":"Input!$F$21*C7170","v":13.323299144738705},{"$f":"Input!$F$21*D7170","v":5.9733824826192468},6.5707207308811721]
[null,7164,1.0243334067279125E-4,5.9733824826192467E-5,5.1216670336395627,2.986044666945848,3.2846491336404329,25.608335168197812,14.930223334729241,16.423245668202167,51.216670336395623,29.860446669458483,32.846491336404334,{"$f":"Input!$F$21*C7174","v":10.243334067279125},{"$f":"Input!$F$21*D7174","v":5.9733824826192468},6.5707207308811721]
[null,7166,9.1933459726906285E-5,5.9733824826192467E-5,4.5966729863453146,2.986044666945848,3.2846491336404329,22.98336493172657,14.930223334729241,16.423245668202167,45.966729863453139,29.860446669458483,32.846491336404334,{"$f":"Input!$F$21*C7176","v":9.1933459726906293},{"$f":"Input!$F$21*D7176","v":5.9733824826192468},6.5707207308811721]
[null,7172,1.2763305494291509E-4,5.9733824826192467E-5,6.381652747145754,2.986044666945848,3.2846491336404329,31.908263735728774,14.930223334729241,16.423245668202167,63.816527471457547,29.860446669458483,32.846491336404334,{"$f":"Input!$F$21*C7182","v":12.763305494291508},{"$f":"Input!$F$21*D7182","v":5.9733824826192468},6.5707207308811721]
[null,7175,1.3673295176268204E-4,5.9733824826192467E-5,6.8366475881341024,2.986044666945848,3.2846491336404329,34.183237940670509,14.930223334729241,16.423245668202167,68.366475881341017,29.860446669458483,32.846491336404334,{"$f":"Input!$F$21*C7185","v":13.673295176268205},{"$f":"Input!$F$21*D7185","v":5.9733824826192468},6.5707207308811721]
[null,7178,1.1573318987091218E-4,5.9733824826192467E-5,5.786659493545609,2.986044666945848,3.2846491336404329,28.933297467728043,14.930223334729241,16.423245668202167,57.866594935456085,29.860446669458483,32.846491336404334,{"$f":"Input!$F$21*C7188","v":11.573318987091218},{"$f":"Input!$F$21*D7188","v":5.9733824826192468},6.5707207308811721]
[null,7179,1.1363321368173518E-4,5.9733824826192467E-5,5.6816606840867587,2.986044666945848,3.2846491336404329,28.408303420433793,14.930223334729241,16.423245668202167,56.816606840867586,29.860446669458483,32.846491336404334,{"$f":"Input!$F$21*C7189","v":11.363321368173517},{"$f":"Input!$F$21*D7189","v":5.9733824826192468},6.5707207308811721]
[null,7182,1.1993314224926614E-4,5.9733824826192467E-5,5.996657112463307,2.986044666945848,3.2846491336404329,29.983285562316535,14.930223334729241,16.423245668202167,59.96657112463307,29.860446669458483,32.846491336404334,{"$f":"Input!$F$21*C7192","v":11.993314224926614},{"$f":"Input!$F$21*D7192","v":5.9733824826192468},6.5707207308811721]
[null,7185,1.1083324542949919E-4,5.9733824826192467E-5,5.5416622714749595,2.986044666945848,3.2846491336404329,27.7083113573748,14.930223334729241,16.423245668202167,55.4166227147496,29.860446669458483,32.846491336404334,{"$f":"Input!$F$21*C7195","v":11.083324542949919},{"$f":"Input!$F$21*D7195","v":5.9733824826192468},6.5707207308811721]
[null,7189,1.0523330892502722E-4,5.9033832763133471E-5,5.261665446251361,2.9510526406879678,3.2461579047567648,26.308327231256804,14.755263203439839,16.230789523783823,52.616654462513608,29.510526406879677,32.461579047567646,{"$f":"Input!$F$21*C7199","v":10.523330892502722},{"$f":"Input!$F$21*D7199","v":5.9033832763133471},6.4937216039446826]
[null,7191,1.0033336448361425E-4,5.9033832763133471E-5,5.0166682241807123,2.9510526406879678,3.2461579047567648,25.083341120903562,14.755263203439839,16.230789523783823,50.166682241807123,29.510526406879677,32.461579047567646,{"$f":"Input!$F$21*C7201","v":10.033336448361425},{"$f":"Input!$F$21*D7201","v":5.9033832763133471},6.4937216039446826]
[null,7197,9.6833404168319254E-5,5.9033832763133471E-5,4.8416702084159624,2.9510526406879678,3.2461579047567648,24.208351042079812,14.755263203439839,16.230789523783823,48.416702084159624,29.510526406879677,32.461579047567646,{"$f":"Input!$F$21*C7207","v":9.6833404168319248},{"$f":"Input!$F$21*D7207","v":5.9033832763133471},6.4937216039446826]
[null,7200,9.1933459726906285E-5,5.9033832763133471E-5,4.5966729863453146,2.9510526406879678,3.2461579047567648,22.98336493172657,14.755263203439839,16.230789523783823,45.966729863453139,29.510526406879677,32.461579047567646,{"$f":"Input!$F$21*C7210","v":9.1933459726906293},{"$f":"Input!$F$21*D7210","v":5.9033832763133471},6.4937216039446826]
[null,7203,9.0533475600788294E-5,5.9033832763133471E-5,4.526673780039415,2.9510526406879678,3.2461579047567648,22.633368900197073,14.755263203439839,16.230789523783823,45.266737800394147,29.510526406879677,32.461579047567646,{"$f":"Input!$F$21*C7213","v":9.05334756007883},{"$f":"Input!$F$21*D7213","v":5.9033832763133471},6.4937216039446826]
[null,7204,8.8433499411611294E-5,5.9033832763133471E-5,4.4216749705805647,2.9510526406879678,3.2461579047567648,22.108374852902823,14.755263203439839,16.230789523783823,44.216749705805647,29.510526406879677,32.461579047567646,{"$f":"Input!$F$21*C7214","v":8.8433499411611294},{"$f":"Input!$F$21*D7214","v":5.9033832763133471},6.4937216039446826]
[null,7207,9.963337242055525E-5,5.9033832763133471E-5,4.9816686210277625,2.9510526406879678,3.2461579047567648,24.908343105138812,14.755263203439839,16.230789523783823,49.816686210277624,29.510526406879677,32.461579047567646,{"$f":"Input!$F$21*C7217","v":9.9633372420555251},{"$f":"Input!$F$21*D7217","v":5.9033832763133471},6.4937216039446826]
[null,7210,9.8233388294437246E-5,5.8333840700074476E-5,4.911669414721862,2.916060614430088,3.2076666758730972,24.558347073609312,14.580303072150441,16.038333379365486,49.116694147218624,29.160606144300882,32.076666758730973,{"$f":"Input!$F$21*C7220","v":9.8233388294437241},{"$f":"Input!$F$21*D7220","v":5.8333840700074475},6.416722477008193]
[null,7216,1.0663329305114521E-4,5.8333840700074476E-5,5.3316646525572606,2.916060614430088,3.2076666758730972,26.6583232627863,14.580303072150441,16.038333379365486,53.316646525572601,29.160606144300882,32.076666758730973,{"$f":"Input!$F$21*C7226","v":10.663329305114521},{"$f":"Input!$F$21*D7226","v":5.8333840700074475},6.416722477008193]
[null,7218,1.1503319780785315E-4,5.8333840700074476E-5,5.7516598903926575,2.916060614430088,3.2076666758730972,28.758299451963289,14.580303072150441,16.038333379365486,57.516598903926578,29.160606144300882,32.076666758730973,{"$f":"Input!$F$21*C7228","v":11.503319780785315},{"$f":"Input!$F$21*D7228","v":5.8333840700074475},6.416722477008193]
[null,7222,1.1923315018620715E-4,5.8333840700074476E-5,5.9616575093103581,2.916060614430088,3.2076666758730972,29.808287546551789,14.580303072150441,16.038333379365486,59.616575093103577,29.160606144300882,32.076666758730973,{"$f":"Input!$F$21*C7232","v":11.923315018620716},{"$f":"Input!$F$21*D7232","v":5.8333840700074475},6.416722477008193]
[null,7225,1.1783316606008915E-4,5.8333840700074476E-5,5.8916583030044576,2.916060614430088,3.2076666758730972,29.458291515022289,14.580303072150441,16.038333379365486,58.916583030044578,29.160606144300882,32.076666758730973,{"$f":"Input!$F$21*C7235","v":11.783316606008915},{"$f":"Input!$F$21*D7235","v":5.8333840700074475},6.416722477008193]
[null,7228,1.1363321368173518E-4,5.8333840700074476E-5,5.6816606840867587,2.916060614430088,3.2076666758730972,28.408303420433793,14.580303072150441,16.038333379365486,56.816606840867586,29.160606144300882,32.076666758730973,{"$f":"Input!$F$21*C7238","v":11.363321368173517},{"$f":"Input!$F$21*D7238","v":5.8333840700074475},6.416722477008193]
[null,7229,1.1223322955561718E-4,5.8333840700074476E-5,5.6116614777808591,2.916060614430088,3.2076666758730972,28.058307388904296,14.580303072150441,16.038333379365486,56.116614777808593,29.160606144300882,32.076666758730973,{"$f":"Input!$F$21*C7239","v":11.223322955561718},{"$f":"Input!$F$21*D7239","v":5.8333840700074475},6.416722477008193]
[null,7232,1.1153323749255818E-4,5.8333840700074476E-5,5.5766618746279084,2.916060614430088,3.2076666758730972,27.883309373139543,14.580303072150441,16.038333379365486,55.766618746279086,29.160606144300882,32.076666758730973,{"$f":"Input!$F$21*C7242","v":11.153323749255817},{"$f":"Input!$F$21*D7242","v":5.8333840700074475},6.416722477008193]
[null,7236,1.0033336448361425E-4,5.7633848637015473E-5,5.0166682241807123,2.8810685881722073,3.1691754469894282,25.083341120903562,14.405342940861038,15.845877234947142,50.166682241807123,28.810685881722076,31.691754469894285,{"$f":"Input!$F$21*C7246","v":10.033336448361425},{"$f":"Input!$F$21*D7246","v":5.763384863701547},6.3397233500717025]
[null,7241,1.0313333273585021E-4,5.7633848637015473E-5,5.1566666367925107,2.8810685881722073,3.1691754469894282,25.783333183962554,14.405342940861038,15.845877234947142,51.566666367925109,28.810685881722076,31.691754469894285,{"$f":"Input!$F$21*C7251","v":10.313333273585021},{"$f":"Input!$F$21*D7251","v":5.763384863701547},6.3397233500717025]
[null,7243,1.0943326130338119E-4,5.7633848637015473E-5,5.4716630651690599,2.8810685881722073,3.1691754469894282,27.358315325845297,14.405342940861038,15.845877234947142,54.716630651690593,28.810685881722076,31.691754469894285,{"$f":"Input!$F$21*C7253","v":10.94332613033812},{"$f":"Input!$F$21*D7253","v":5.763384863701547},6.3397233500717025]
[null,7247,1.0663329305114521E-4,5.7633848637015473E-5,5.3316646525572606,2.8810685881722073,3.1691754469894282,26.6583232627863,14.405342940861038,15.845877234947142,53.316646525572601,28.810685881722076,31.691754469894285,{"$f":"Input!$F$21*C7257","v":10.663329305114521},{"$f":"Input!$F$21*D7257","v":5.763384863701547},6.3397233500717025]
[null,7250,9.0533475600788294E-5,5.7633848637015473E-5,4.526673780039415,2.8810685881722073,3.1691754469894282,22.633368900197073,14.405342940861038,15.845877234947142,45.266737800394147,28.810685881722076,31.691754469894285,{"$f":"Input!$F$21*C7260","v":9.05334756007883},{"$f":"Input!$F$21*D7260","v":5.763384863701547},6.3397233500717025]
[null,7253,8.8433499411611294E-5,5.7633848637015473E-5,4.4216749705805647,2.8810685881722073,3.1691754469894282,22.108374852902823,14.405342940861038,15.845877234947142,44.216749705805647,28.810685881722076,31.691754469894285,{"$f":"Input!$F$21*C7263","v":8.8433499411611294},{"$f":"Input!$F$21*D7263","v":5.763384863701547},6.3397233500717025]
[null,7254,9.1233467663847303E-5,5.7633848637015473E-5,4.5616733831923648,2.8810685881722073,3.1691754469894282,22.808366915961827,14.405342940861038,15.845877234947142,45.616733831923653,28.810685881722076,31.691754469894285,{"$f":"Input!$F$21*C7264","v":9.1233467663847296},{"$f":"Input!$F$21*D7264","v":5.763384863701547},6.3397233500717025]
[null,7257,9.5433420042201263E-5,5.7633848637015473E-5,4.7716710021100628,2.8810685881722073,3.1691754469894282,23.858355010550316,14.405342940861038,15.845877234947142,47.716710021100631,28.810685881722076,31.691754469894285,{"$f":"Input!$F$21*C7267","v":9.5433420042201256},{"$f":"Input!$F$21*D7267","v":5.763384863701547},6.3397233500717025]
[null,7262,1.0523330892502722E-4,5.6933856573956484E-5,5.261665446251361,2.8460765619143276,3.1306842181057606,26.308327231256804,14.230382809571637,15.653421090528802,52.616654462513608,28.460765619143274,31.306842181057604,{"$f":"Input!$F$21*C7272","v":10.523330892502722},{"$f":"Input!$F$21*D7272","v":5.6933856573956483},6.2627242231352138]
[null,7265,1.0873326924032219E-4,5.6933856573956484E-5,5.4366634620161101,2.8460765619143276,3.1306842181057606,27.183317310080547,14.230382809571637,15.653421090528802,54.366634620161093,28.460765619143274,31.306842181057604,{"$f":"Input!$F$21*C7275","v":10.87332692403222},{"$f":"Input!$F$21*D7275","v":5.6933856573956483},6.2627242231352138]
[null,7268,1.1993314224926614E-4,5.6933856573956484E-5,5.996657112463307,2.8460765619143276,3.1306842181057606,29.983285562316535,14.230382809571637,15.653421090528802,59.96657112463307,28.460765619143274,31.306842181057604,{"$f":"Input!$F$21*C7278","v":11.993314224926614},{"$f":"Input!$F$21*D7278","v":5.6933856573956483},6.2627242231352138]
[null,7272,1.2133312637538414E-4,5.6933856573956484E-5,6.0666563187692066,2.8460765619143276,3.1306842181057606,30.333281593846035,14.230382809571637,15.653421090528802,60.66656318769207,28.460765619143274,31.306842181057604,{"$f":"Input!$F$21*C7282","v":12.133312637538413},{"$f":"Input!$F$21*D7282","v":5.6933856573956483},6.2627242231352138]
[null,7275,1.2063313431232515E-4,5.6933856573956484E-5,6.0316567156162577,2.8460765619143276,3.1306842181057606,30.158283578081285,14.230382809571637,15.653421090528802,60.31656715616257,28.460765619143274,31.306842181057604,{"$f":"Input!$F$21*C7285","v":12.063313431232515},{"$f":"Input!$F$21*D7285","v":5.6933856573956483},6.2627242231352138]
[null,7278,1.262330708167971E-4,5.6933856573956484E-5,6.3116535408398544,2.8460765619143276,3.1306842181057606,31.558267704199274,14.230382809571637,15.653421090528802,63.116535408398548,28.460765619143274,31.306842181057604,{"$f":"Input!$F$21*C7288","v":12.623307081679709},{"$f":"Input!$F$21*D7288","v":5.6933856573956483},6.2627242231352138]
[null,7279,1.283330470059741E-4,5.6933856573956484E-5,6.4166523502987047,2.8460765619143276,3.1306842181057606,32.083261751493524,14.230382809571637,15.653421090528802,64.166523502987047,28.460765619143274,31.306842181057604,{"$f":"Input!$F$21*C7289","v":12.833304700597409},{"$f":"Input!$F$21*D7289","v":5.6933856573956483},6.2627242231352138]
[null,7283,1.1643318193397115E-4,5.6933856573956484E-5,5.8216590966985571,2.8460765619143276,3.1306842181057606,29.108295483492785,14.230382809571637,15.653421090528802,58.216590966985571,28.460765619143274,31.306842181057604,{"$f":"Input!$F$21*C7293","v":11.643318193397114},{"$f":"Input!$F$21*D7293","v":5.6933856573956483},6.2627242231352138]
[null,7287,1.1573318987091218E-4,5.6933856573956484E-5,5.786659493545609,2.8460765619143276,3.1306842181057606,28.933297467728043,14.230382809571637,15.653421090528802,57.866594935456085,28.460765619143274,31.306842181057604,{"$f":"Input!$F$21*C7297","v":11.573318987091218},{"$f":"Input!$F$21*D7297","v":5.6933856573956483},6.2627242231352138]
[null,7290,1.5563273746527491E-4,5.6233864510897489E-5,7.7816368732637455,2.8110845356564473,3.0921929892220925,38.908184366318729,14.055422678282238,15.460964946110463,77.816368732637457,28.110845356564475,30.921929892220927,{"$f":"Input!$F$21*C7300","v":15.563273746527491},{"$f":"Input!$F$21*D7300","v":5.6233864510897487},6.1857250961987242]
[null,7293,1.647326342850419E-4,5.6233864510897489E-5,8.2366317142520948,2.8110845356564473,3.0921929892220925,41.183158571260471,14.055422678282238,15.460964946110463,82.366317142520941,28.110845356564475,30.921929892220927,{"$f":"Input!$F$21*C7303","v":16.47326342850419},{"$f":"Input!$F$21*D7303","v":5.6233864510897487},6.1857250961987242]
[null,7297,1.7453252316786783E-4,5.6233864510897489E-5,{"$f":"$E$9*C7307","v":8.7266261583933922},2.8110845356564473,{"$f":"F7307*1.1","v":3.0921929892220925},{"$f":"$H$9*C7307","v":43.633130791966956},14.055422678282238,{"$f":"I7307*1.1","v":15.460964946110463},{"$f":"$K$9*C7307","v":87.266261583933911},28.110845356564475,{"$f":"L7307*1.1","v":30.921929892220927},{"$f":"Input!$F$21*C7307","v":17.453252316786784},{"$f":"Input!$F$21*D7307","v":5.6233864510897487},6.1857250961987242]
[null,7300,1.7943246760928082E-4,5.6233864510897489E-5,8.9716233804640417,2.8110845356564473,3.0921929892220925,44.858116902320205,14.055422678282238,15.460964946110463,89.71623380464041,28.110845356564475,30.921929892220927,{"$f":"Input!$F$21*C7310","v":17.943246760928083},{"$f":"Input!$F$21*D7310","v":5.6233864510897487},6.1857250961987242]
[null,7301,1.8013245967233983E-4,5.6233864510897489E-5,9.0066229836169907,2.8110845356564473,3.0921929892220925,45.033114918084955,14.055422678282238,15.460964946110463,90.06622983616991,28.110845356564475,30.921929892220927,{"$f":"Input!$F$21*C7311","v":18.013245967233981},{"$f":"Input!$F$21*D7311","v":5.6233864510897487},6.1857250961987242]
[null,7304,1.8573239617681176E-4,5.6233864510897489E-5,9.2866198088405874,2.8110845356564473,3.0921929892220925,46.43309904420294,14.055422678282238,15.460964946110463,92.866198088405881,28.110845356564475,30.921929892220927,{"$f":"Input!$F$21*C7314","v":18.573239617681175},{"$f":"Input!$F$21*D7314","v":5.6233864510897487},6.1857250961987242]
[null,7308,1.304330231951511E-4,5.6233864510897489E-5,6.521651159757555,2.8110845356564473,3.0921929892220925,32.608255798787773,14.055422678282238,15.460964946110463,65.216511597575547,28.110845356564475,30.921929892220927,{"$f":"Input!$F$21*C7318","v":13.04330231951511},{"$f":"Input!$F$21*D7318","v":5.6233864510897487},6.1857250961987242]
[null,7312,1.2973303113209209E-4,5.6233864510897489E-5,6.4866515566046044,2.8110845356564473,3.0921929892220925,32.433257783023024,14.055422678282238,15.460964946110463,64.866515566046047,28.110845356564475,30.921929892220927,{"$f":"Input!$F$21*C7322","v":12.973303113209209},{"$f":"Input!$F$21*D7322","v":5.6233864510897487},6.1857250961987242]
[null,7315,1.647326342850419E-4,5.5533872447838493E-5,8.2366317142520948,2.7760925093985676,3.0537017603384244,41.183158571260471,13.880462546992836,15.268508801692121,82.366317142520941,27.760925093985673,30.537017603384243,{"$f":"Input!$F$21*C7325","v":16.47326342850419},{"$f":"Input!$F$21*D7325","v":5.553387244783849},6.1087259692622347]
[null,7318,1.7733249142010382E-4,5.5533872447838493E-5,8.8666245710051914,2.7760925093985676,3.0537017603384244,44.333122855025955,13.880462546992836,15.268508801692121,88.666245710051911,27.760925093985673,30.537017603384243,{"$f":"Input!$F$21*C7328","v":17.733249142010383},{"$f":"Input!$F$21*D7328","v":5.553387244783849},6.1087259692622347]
[null,7322,1.8503240411375276E-4,5.5533872447838493E-5,9.2516202056876384,2.7760925093985676,3.0537017603384244,46.25810102843819,13.880462546992836,15.268508801692121,92.516202056876381,27.760925093985673,30.537017603384243,{"$f":"Input!$F$21*C7332","v":18.503240411375277},{"$f":"Input!$F$21*D7332","v":5.553387244783849},6.1087259692622347]
[null,7325,1.8923235649210676E-4,5.5533872447838493E-5,9.4616178246053373,2.7760925093985676,3.0537017603384244,47.30808912302669,13.880462546992836,15.268508801692121,94.61617824605338,27.760925093985673,30.537017603384243,{"$f":"Input!$F$21*C7335","v":18.923235649210675},{"$f":"Input!$F$21*D7335","v":5.553387244783849},6.1087259692622347]
[null,7326,1.8783237236598876E-4,5.5533872447838493E-5,9.3916186182994377,2.7760925093985676,3.0537017603384244,46.95809309149719,13.880462546992836,15.268508801692121,93.91618618299438,27.760925093985673,30.537017603384243,{"$f":"Input!$F$21*C7336","v":18.783237236598875},{"$f":"Input!$F$21*D7336","v":5.553387244783849},6.1087259692622347]
[null,7329,1.8223243586151677E-4,5.5533872447838493E-5,9.1116217930758392,2.7760925093985676,3.0537017603384244,45.558108965379191,13.880462546992836,15.268508801692121,91.116217930758381,27.760925093985673,30.537017603384243,{"$f":"Input!$F$21*C7339","v":18.223243586151678},{"$f":"Input!$F$21*D7339","v":5.553387244783849},6.1087259692622347]
[null,7333,1.3323299144738705E-4,5.5533872447838493E-5,6.6616495723693525,2.7760925093985676,3.0537017603384244,33.308247861846766,13.880462546992836,15.268508801692121,66.616495723693532,27.760925093985673,30.537017603384243,{"$f":"Input!$F$21*C7343","v":13.323299144738705},{"$f":"Input!$F$21*D7343","v":5.553387244783849},6.1087259692622347]
[null,7337,1.4513285651938999E-4,5.5533872447838493E-5,7.2566428259694993,2.7760925093985676,3.0537017603384244,36.283214129847501,13.880462546992836,15.268508801692121,72.566428259695002,27.760925093985673,30.537017603384243,{"$f":"Input!$F$21*C7347","v":14.513285651938999},{"$f":"Input!$F$21*D7347","v":5.553387244783849},6.1087259692622347]
[null,7340,1.5423275333915695E-4,5.5533872447838493E-5,7.7116376669578477,2.7760925093985676,3.0537017603384244,38.558188334789236,13.880462546992836,15.268508801692121,77.116376669578472,27.760925093985673,30.537017603384243,{"$f":"Input!$F$21*C7350","v":15.423275333915695},{"$f":"Input!$F$21*D7350","v":5.553387244783849},6.1087259692622347]
[null,7344,1.4723283270856699E-4,5.5533872447838493E-5,7.3616416354283496,2.7760925093985676,3.0537017603384244,36.808208177141751,13.880462546992836,15.268508801692121,73.616416354283501,27.760925093985673,30.537017603384243,{"$f":"Input!$F$21*C7354","v":14.723283270856699},{"$f":"Input!$F$21*D7354","v":5.553387244783849},6.1087259692622347]
[null,7347,1.4653284064550798E-4,5.5533872447838493E-5,7.3266420322753989,2.7760925093985676,3.0537017603384244,36.633210161376994,13.880462546992836,15.268508801692121,73.266420322753987,27.760925093985673,30.537017603384243,{"$f":"Input!$F$21*C7357","v":14.653284064550798},{"$f":"Input!$F$21*D7357","v":5.553387244783849},6.1087259692622347]
[null,7350,1.5703272159139296E-4,5.5533872447838493E-5,7.8516360795696478,2.7760925093985676,3.0537017603384244,39.258180397848243,13.880462546992836,15.268508801692121,78.516360795696485,27.760925093985673,30.537017603384243,{"$f":"Input!$F$21*C7360","v":15.703272159139296},{"$f":"Input!$F$21*D7360","v":5.553387244783849},6.1087259692622347]
[null,7351,1.5703272159139296E-4,5.5533872447838493E-5,7.8516360795696478,2.7760925093985676,3.0537017603384244,39.258180397848243,13.880462546992836,15.268508801692121,78.516360795696485,27.760925093985673,30.537017603384243,{"$f":"Input!$F$21*C7361","v":15.703272159139296},{"$f":"Input!$F$21*D7361","v":5.553387244783849},6.1087259692622347]
[null,7354,1.5773271365445191E-4,5.5533872447838493E-5,7.8866356827225959,2.7760925093985676,3.0537017603384244,39.433178413612978,13.880462546992836,15.268508801692121,78.866356827225957,27.760925093985673,30.537017603384243,{"$f":"Input!$F$21*C7364","v":15.773271365445192},{"$f":"Input!$F$21*D7364","v":5.553387244783849},6.1087259692622347]
[null,7358,1.5143278508692097E-4,5.4833880384779504E-5,7.5716392543460485,2.7411004831406873,3.0152105314547564,37.858196271730243,13.705502415703437,15.076052657273783,75.716392543460486,27.411004831406874,30.152105314547565,{"$f":"Input!$F$21*C7368","v":15.143278508692097},{"$f":"Input!$F$21*D7368","v":5.4833880384779503},6.031726842325746]
[null,7362,1.5283276921303896E-4,5.4833880384779504E-5,7.6416384606519481,2.7411004831406873,3.0152105314547564,38.208192303259736,13.705502415703437,15.076052657273783,76.416384606519472,27.411004831406874,30.152105314547565,{"$f":"Input!$F$21*C7372","v":15.283276921303896},{"$f":"Input!$F$21*D7372","v":5.4833880384779503},{"$f":"O7372*1.1","v":6.031726842325746}]
[null,7365,1.5423275333915695E-4,5.4833880384779504E-5,7.7116376669578477,2.7411004831406873,3.0152105314547564,38.558188334789236,13.705502415703437,15.076052657273783,77.116376669578472,27.411004831406874,30.152105314547565,{"$f":"Input!$F$21*C7375","v":15.423275333915695},{"$f":"Input!$F$21*D7375","v":5.4833880384779503},6.031726842325746]
[null,7369,1.5773271365445191E-4,5.4833880384779504E-5,7.8866356827225959,2.7411004831406873,3.0152105314547564,39.433178413612978,13.705502415703437,15.076052657273783,78.866356827225957,27.411004831406874,30.152105314547565,{"$f":"Input!$F$21*C7379","v":15.773271365445192},{"$f":"Input!$F$21*D7379","v":5.4833880384779503},6.031726842325746]
[null,7372,1.612326739697469E-4,5.4833880384779504E-5,8.0616336984873449,2.7411004831406873,3.0152105314547564,40.308168492436728,13.705502415703437,15.076052657273783,80.616336984873456,27.411004831406874,30.152105314547565,{"$f":"Input!$F$21*C7382","v":16.12326739697469},{"$f":"Input!$F$21*D7382","v":5.4833880384779503},6.031726842325746]
[null,7375,1.626326580958649E-4,5.4833880384779504E-5,8.1316329047932445,2.7411004831406873,3.0152105314547564,40.658164523966221,13.705502415703437,15.076052657273783,81.316329047932442,27.411004831406874,30.152105314547565,{"$f":"Input!$F$21*C7385","v":16.263265809586489},{"$f":"Input!$F$21*D7385","v":5.4833880384779503},6.031726842325746]
[null,7379,1.5353276127609797E-4,5.4833880384779504E-5,7.6766380638048988,2.7411004831406873,3.0152105314547564,38.383190319024493,13.705502415703437,15.076052657273783,76.766380638048986,27.411004831406874,30.152105314547565,{"$f":"Input!$F$21*C7389","v":15.353276127609798},{"$f":"Input!$F$21*D7389","v":5.4833880384779503},6.031726842325746]
[null,7380,1.5143278508692097E-4,5.4833880384779504E-5,7.5716392543460485,2.7411004831406873,3.0152105314547564,37.858196271730243,13.705502415703437,15.076052657273783,75.716392543460486,27.411004831406874,30.152105314547565,{"$f":"Input!$F$21*C7390","v":15.143278508692097},{"$f":"Input!$F$21*D7390","v":5.4833880384779503},6.031726842325746]
[null,7383,1.4443286445633098E-4,5.4133888321720488E-5,7.2216432228165495,2.7061084568828067,2.9767193025710874,36.108216114082744,13.530542284414032,14.883596512855437,72.216432228165488,27.061084568828065,29.767193025710874,{"$f":"Input!$F$21*C7393","v":14.443286445633099},{"$f":"Input!$F$21*D7393","v":5.4133888321720489},5.9547277153892546]
[null,7387,1.5703272159139296E-4,5.4133888321720488E-5,7.8516360795696478,2.7061084568828067,2.9767193025710874,39.258180397848243,13.530542284414032,14.883596512855437,78.516360795696485,27.061084568828065,29.767193025710874,{"$f":"Input!$F$21*C7397","v":15.703272159139296},{"$f":"Input!$F$21*D7397","v":5.4133888321720489},5.9547277153892546]
[null,7390,1.5843270571751092E-4,5.4133888321720488E-5,7.9216352858755466,2.7061084568828067,2.9767193025710874,39.608176429377728,13.530542284414032,14.883596512855437,79.216352858755457,27.061084568828065,29.767193025710874,{"$f":"Input!$F$21*C7400","v":15.843270571751093},{"$f":"Input!$F$21*D7400","v":5.4133888321720489},5.9547277153892546]
[null,7394,1.6823259460033689E-4,5.4133888321720488E-5,8.4116297300168448,2.7061084568828067,2.9767193025710874,42.05814865008422,13.530542284414032,14.883596512855437,84.116297300168441,27.061084568828065,29.767193025710874,{"$f":"Input!$F$21*C7404","v":16.82325946003369},{"$f":"Input!$F$21*D7404","v":5.4133888321720489},5.9547277153892546]
[null,7397,1.6193266603280591E-4,5.4133888321720488E-5,8.0966333016402956,2.7061084568828067,2.9767193025710874,40.483166508201478,13.530542284414032,14.883596512855437,80.966333016402956,27.061084568828065,29.767193025710874,{"$f":"Input!$F$21*C7407","v":16.193266603280591},{"$f":"Input!$F$21*D7407","v":5.4133888321720489},5.9547277153892546]
[null,7400,1.5773271365445191E-4,5.4133888321720488E-5,7.8866356827225959,2.7061084568828067,2.9767193025710874,39.433178413612978,13.530542284414032,14.883596512855437,78.866356827225957,27.061084568828065,29.767193025710874,{"$f":"Input!$F$21*C7410","v":15.773271365445192},{"$f":"Input!$F$21*D7410","v":5.4133888321720489},5.9547277153892546]
[null,7402,1.4863281683468498E-4,5.4133888321720488E-5,7.4316408417342492,2.7061084568828067,2.9767193025710874,37.158204208671243,13.530542284414032,14.883596512855437,74.316408417342487,27.061084568828065,29.767193025710874,{"$f":"Input!$F$21*C7412","v":14.863281683468498},{"$f":"Input!$F$21*D7412","v":5.4133888321720489},5.9547277153892546]
[null,7405,1.2693306287985611E-4,5.4133888321720488E-5,6.3466531439928051,2.7061084568828067,2.9767193025710874,31.733265719964027,13.530542284414032,14.883596512855437,63.466531439928055,27.061084568828065,29.767193025710874,{"$f":"Input!$F$21*C7415","v":12.69330628798561},{"$f":"Input!$F$21*D7415","v":5.4133888321720489},5.9547277153892546]
[null,7409,1.3183300732126906E-4,5.34338962586615E-5,6.5916503660634529,2.6711164306249269,2.9382280736874198,32.958251830317266,13.355582153124635,14.6911403684371,65.916503660634532,26.71116430624927,29.3822807368742,{"$f":"Input!$F$21*C7419","v":13.183300732126906},{"$f":"Input!$F$21*D7419","v":5.3433896258661502},5.8777285884527659]
[null,7412,1.4443286445633098E-4,5.34338962586615E-5,7.2216432228165495,2.6711164306249269,2.9382280736874198,36.108216114082744,13.355582153124635,14.6911403684371,72.216432228165488,26.71116430624927,29.3822807368742,{"$f":"Input!$F$21*C7422","v":14.443286445633099},{"$f":"Input!$F$21*D7422","v":5.3433896258661502},5.8777285884527659]
[null,7415,1.4093290414103602E-4,5.34338962586615E-5,7.0466452070518013,2.6711164306249269,2.9382280736874198,35.233226035259001,13.355582153124635,14.6911403684371,70.466452070518002,26.71116430624927,29.3822807368742,{"$f":"Input!$F$21*C7425","v":14.093290414103603},{"$f":"Input!$F$21*D7425","v":5.3433896258661502},5.8777285884527659]
[null,7419,1.2133312637538414E-4,5.34338962586615E-5,6.0666563187692066,2.6711164306249269,2.9382280736874198,30.333281593846035,13.355582153124635,14.6911403684371,60.66656318769207,26.71116430624927,29.3822807368742,{"$f":"Input!$F$21*C7429","v":12.133312637538413},{"$f":"Input!$F$21*D7429","v":5.3433896258661502},5.8777285884527659]
[null,7422,1.1433320574479419E-4,5.34338962586615E-5,5.7166602872397094,2.6711164306249269,2.9382280736874198,28.583301436198546,13.355582153124635,14.6911403684371,57.166602872397092,26.71116430624927,29.3822807368742,{"$f":"Input!$F$21*C7432","v":11.433320574479419},{"$f":"Input!$F$21*D7432","v":5.3433896258661502},5.8777285884527659]
[null,7425,1.1573318987091218E-4,5.34338962586615E-5,{"$f":"$E$9*C7435","v":5.786659493545609},2.6711164306249269,{"$f":"F7435*1.1","v":2.9382280736874198},{"$f":"$H$9*C7435","v":28.933297467728043},13.355582153124635,{"$f":"I7435*1.1","v":14.6911403684371},{"$f":"$K$9*C7435","v":57.866594935456085},26.71116430624927,{"$f":"L7435*1.1","v":29.3822807368742},{"$f":"Input!$F$21*C7435","v":11.573318987091218},{"$f":"Input!$F$21*D7435","v":5.3433896258661502},5.8777285884527659]
[null,7427,1.0873326924032219E-4,5.34338962586615E-5,5.4366634620161101,2.6711164306249269,2.9382280736874198,27.183317310080547,13.355582153124635,14.6911403684371,54.366634620161093,26.71116430624927,29.3822807368742,{"$f":"Input!$F$21*C7437","v":10.87332692403222},{"$f":"Input!$F$21*D7437","v":5.3433896258661502},5.8777285884527659]
[null,7430,1.0943326130338119E-4,5.34338962586615E-5,5.4716630651690599,2.6711164306249269,2.9382280736874198,27.358315325845297,13.355582153124635,14.6911403684371,54.716630651690593,26.71116430624927,29.3822807368742,{"$f":"Input!$F$21*C7440","v":10.94332613033812},{"$f":"Input!$F$21*D7440","v":5.3433896258661502},5.8777285884527659]
[null,7434,1.0733328511420422E-4,5.34338962586615E-5,5.3666642557102104,2.6711164306249269,2.9382280736874198,26.833321278551054,13.355582153124635,14.6911403684371,53.666642557102108,26.71116430624927,29.3822807368742,{"$f":"Input!$F$21*C7444","v":10.733328511420421},{"$f":"Input!$F$21*D7444","v":5.3433896258661502},5.8777285884527659]
[null,7437,1.1433320574479419E-4,5.2733904195602504E-5,5.7166602872397094,2.6361244043670466,2.8997368448037517,28.583301436198546,13.180622021835232,14.498684224018756,57.166602872397092,26.361244043670464,28.997368448037513,{"$f":"Input!$F$21*C7447","v":11.433320574479419},{"$f":"Input!$F$21*D7447","v":5.2733904195602506},5.8007294615162763]
[null,7440,1.1153323749255818E-4,5.2733904195602504E-5,5.5766618746279084,2.6361244043670466,2.8997368448037517,27.883309373139543,13.180622021835232,14.498684224018756,55.766618746279086,26.361244043670464,28.997368448037513,{"$f":"Input!$F$21*C7450","v":11.153323749255817},{"$f":"Input!$F$21*D7450","v":5.2733904195602506},5.8007294615162763]
[null,7444,1.1293322161867618E-4,5.2733904195602504E-5,5.6466610809338089,2.6361244043670466,2.8997368448037517,28.233305404669046,13.180622021835232,14.498684224018756,56.466610809338093,26.361244043670464,28.997368448037513,{"$f":"Input!$F$21*C7454","v":11.293322161867618},{"$f":"Input!$F$21*D7454","v":5.2733904195602506},5.8007294615162763]
[null,7446,1.1223322955561718E-4,5.2733904195602504E-5,5.6116614777808591,2.6361244043670466,2.8997368448037517,28.058307388904296,13.180622021835232,14.498684224018756,56.116614777808593,26.361244043670464,28.997368448037513,{"$f":"Input!$F$21*C7456","v":11.223322955561718},{"$f":"Input!$F$21*D7456","v":5.2733904195602506},5.8007294615162763]
[null,7449,1.1363321368173518E-4,5.2733904195602504E-5,5.6816606840867587,2.6361244043670466,2.8997368448037517,28.408303420433793,13.180622021835232,14.498684224018756,56.816606840867586,26.361244043670464,28.997368448037513,{"$f":"Input!$F$21*C7459","v":11.363321368173517},{"$f":"Input!$F$21*D7459","v":5.2733904195602506},5.8007294615162763]
[null,7452,1.0103335654667326E-4,5.2733904195602504E-5,5.051667827333663,2.6361244043670466,2.8997368448037517,25.258339136668315,13.180622021835232,14.498684224018756,50.51667827333663,26.361244043670464,28.997368448037513,{"$f":"Input!$F$21*C7462","v":10.103335654667326},{"$f":"Input!$F$21*D7462","v":5.2733904195602506},5.8007294615162763]
[null,7455,1.0103335654667326E-4,5.2733904195602504E-5,5.051667827333663,2.6361244043670466,2.8997368448037517,25.258339136668315,13.180622021835232,14.498684224018756,50.51667827333663,26.361244043670464,28.997368448037513,{"$f":"Input!$F$21*C7465","v":10.103335654667326},{"$f":"Input!$F$21*D7465","v":5.2733904195602506},5.8007294615162763]
[null,7459,1.1363321368173518E-4,5.2733904195602504E-5,5.6816606840867587,2.6361244043670466,2.8997368448037517,28.408303420433793,13.180622021835232,14.498684224018756,56.816606840867586,26.361244043670464,28.997368448037513,{"$f":"Input!$F$21*C7469","v":11.363321368173517},{"$f":"Input!$F$21*D7469","v":5.2733904195602506},5.8007294615162763]
[null,7462,1.241330946276201E-4,5.2733904195602504E-5,6.206654731381005,2.6361244043670466,2.8997368448037517,31.033273656905024,13.180622021835232,14.498684224018756,62.066547313810048,26.361244043670464,28.997368448037513,{"$f":"Input!$F$21*C7472","v":12.41330946276201},{"$f":"Input!$F$21*D7472","v":5.2733904195602506},5.8007294615162763]
[null,7465,1.2973303113209209E-4,5.2033912132543502E-5,6.4866515566046044,2.601132378109166,2.8612456159200828,32.433257783023024,13.005661890545831,14.306228079600414,64.866515566046047,26.011323781091662,28.612456159200828,{"$f":"Input!$F$21*C7475","v":12.973303113209209},{"$f":"Input!$F$21*D7475","v":5.2033912132543501},5.7237303345797859]
[null,7469,1.3813293588880004E-4,5.2033912132543502E-5,6.9066467944400021,2.601132378109166,2.8612456159200828,34.533233972200009,13.005661890545831,14.306228079600414,69.066467944400017,26.011323781091662,28.612456159200828,{"$f":"Input!$F$21*C7479","v":13.813293588880004},{"$f":"Input!$F$21*D7479","v":5.2033912132543501},5.7237303345797859]
[null,7471,1.3463297557350504E-4,5.2033912132543502E-5,6.7316487786752521,2.601132378109166,2.8612456159200828,33.658243893376259,13.005661890545831,14.306228079600414,67.316487786752518,26.011323781091662,28.612456159200828,{"$f":"Input!$F$21*C7481","v":13.463297557350504},{"$f":"Input!$F$21*D7481","v":5.2033912132543501},5.7237303345797859]
[null,7474,1.304330231951511E-4,5.2033912132543502E-5,6.521651159757555,2.601132378109166,2.8612456159200828,32.608255798787773,13.005661890545831,14.306228079600414,65.216511597575547,26.011323781091662,28.612456159200828,{"$f":"Input!$F$21*C7484","v":13.04330231951511},{"$f":"Input!$F$21*D7484","v":5.2033912132543501},5.7237303345797859]
[null,7477,1.1923315018620715E-4,5.2033912132543502E-5,5.9616575093103581,2.601132378109166,2.8612456159200828,29.808287546551789,13.005661890545831,14.306228079600414,59.616575093103577,26.011323781091662,28.612456159200828,{"$f":"Input!$F$21*C7487","v":11.923315018620716},{"$f":"Input!$F$21*D7487","v":5.2033912132543501},5.7237303345797859]
[null,7480,1.1643318193397115E-4,5.2033912132543502E-5,5.8216590966985571,2.601132378109166,2.8612456159200828,29.108295483492785,13.005661890545831,14.306228079600414,58.216590966985571,26.011323781091662,28.612456159200828,{"$f":"Input!$F$21*C7490","v":11.643318193397114},{"$f":"Input!$F$21*D7490","v":5.2033912132543501},5.7237303345797859]
[null,7484,1.2273311050150213E-4,5.2033912132543502E-5,6.1366555250751063,2.601132378109166,2.8612456159200828,30.683277625375535,13.005661890545831,14.306228079600414,61.36655525075107,26.011323781091662,28.612456159200828,{"$f":"Input!$F$21*C7494","v":12.273311050150213},{"$f":"Input!$F$21*D7494","v":5.2033912132543501},5.7237303345797859]
[null,7487,1.2273311050150213E-4,5.2033912132543502E-5,6.1366555250751063,2.601132378109166,2.8612456159200828,30.683277625375535,13.005661890545831,14.306228079600414,61.36655525075107,26.011323781091662,28.612456159200828,{"$f":"Input!$F$21*C7497","v":12.273311050150213},{"$f":"Input!$F$21*D7497","v":5.2033912132543501},5.7237303345797859]
[null,7490,1.241330946276201E-4,5.133392006948452E-5,6.206654731381005,2.5661403518512866,2.8227543870364156,31.033273656905024,12.830701759256435,14.113771935182079,62.066547313810048,25.66140351851287,28.227543870364158,{"$f":"Input!$F$21*C7500","v":12.41330946276201},{"$f":"Input!$F$21*D7500","v":5.1333920069484522},{"$f":"O7500*1.1","v":5.6467312076432981}]
[null,7492,1.2483308669067911E-4,5.133392006948452E-5,6.2416543345339557,2.5661403518512866,2.8227543870364156,31.208271672669778,12.830701759256435,14.113771935182079,62.416543345339555,25.66140351851287,28.227543870364158,{"$f":"Input!$F$21*C7502","v":12.483308669067911},{"$f":"Input!$F$21*D7502","v":5.1333920069484522},5.6467312076432981]
[null,7498,1.2483308669067911E-4,5.133392006948452E-5,6.2416543345339557,2.5661403518512866,2.8227543870364156,31.208271672669778,12.830701759256435,14.113771935182079,62.416543345339555,25.66140351851287,28.227543870364158,{"$f":"Input!$F$21*C7508","v":12.483308669067911},{"$f":"Input!$F$21*D7508","v":5.1333920069484522},5.6467312076432981]
[null,7499,1.2133312637538414E-4,5.133392006948452E-5,6.0666563187692066,2.5661403518512866,2.8227543870364156,30.333281593846035,12.830701759256435,14.113771935182079,60.66656318769207,25.66140351851287,28.227543870364158,{"$f":"Input!$F$21*C7509","v":12.133312637538413},{"$f":"Input!$F$21*D7509","v":5.1333920069484522},5.6467312076432981]
[null,7502,1.0943326130338119E-4,5.133392006948452E-5,5.4716630651690599,2.5661403518512866,2.8227543870364156,27.358315325845297,12.830701759256435,14.113771935182079,54.716630651690593,25.66140351851287,28.227543870364158,{"$f":"Input!$F$21*C7512","v":10.94332613033812},{"$f":"Input!$F$21*D7512","v":5.1333920069484522},5.6467312076432981]
[null,7505,1.3813293588880004E-4,5.133392006948452E-5,6.9066467944400021,2.5661403518512866,2.8227543870364156,34.533233972200009,12.830701759256435,14.113771935182079,69.066467944400017,25.66140351851287,28.227543870364158,{"$f":"Input!$F$21*C7515","v":13.813293588880004},{"$f":"Input!$F$21*D7515","v":5.1333920069484522},5.6467312076432981]
[null,7509,1.591326977805699E-4,5.133392006948452E-5,7.9566348890284955,2.5661403518512866,2.8227543870364156,39.783174445142478,12.830701759256435,14.113771935182079,79.566348890284956,25.66140351851287,28.227543870364158,{"$f":"Input!$F$21*C7519","v":15.913269778056991},{"$f":"Input!$F$21*D7519","v":5.1333920069484522},5.6467312076432981]
[null,7512,1.668326104742189E-4,5.133392006948452E-5,8.3416305237109452,2.5661403518512866,2.8227543870364156,41.708152618554728,12.830701759256435,14.113771935182079,83.416305237109455,25.66140351851287,28.227543870364158,{"$f":"Input!$F$21*C7522","v":16.68326104742189},{"$f":"Input!$F$21*D7522","v":5.1333920069484522},5.6467312076432981]
[null,7517,1.8293242792457581E-4,5.133392006948452E-5,9.1466213962287899,2.5661403518512866,2.8227543870364156,45.733106981143955,12.830701759256435,14.113771935182079,91.46621396228791,25.66140351851287,28.227543870364158,{"$f":"Input!$F$21*C7527","v":18.29324279245758},{"$f":"Input!$F$21*D7527","v":5.1333920069484522},5.6467312076432981]
[null,7520,1.8853236442904775E-4,5.133392006948452E-5,9.4266182214523866,2.5661403518512866,2.8227543870364156,47.13309110726194,12.830701759256435,14.113771935182079,94.26618221452388,25.66140351851287,28.227543870364158,{"$f":"Input!$F$21*C7530","v":18.853236442904773},{"$f":"Input!$F$21*D7530","v":5.1333920069484522},5.6467312076432981]
[null,7523,1.5003280096080297E-4,5.133392006948452E-5,7.5016400480401488,2.5661403518512866,2.8227543870364156,37.508200240200743,12.830701759256435,14.113771935182079,75.016400480401487,25.66140351851287,28.227543870364158,{"$f":"Input!$F$21*C7533","v":15.003280096080298},{"$f":"Input!$F$21*D7533","v":5.1333920069484522},5.6467312076432981]
[null,7524,1.325329993843281E-4,5.133392006948452E-5,6.6266499692164045,2.5661403518512866,2.8227543870364156,33.133249846082023,12.830701759256435,14.113771935182079,66.266499692164047,25.66140351851287,28.227543870364158,{"$f":"Input!$F$21*C7534","v":13.253299938432809},{"$f":"Input!$F$21*D7534","v":5.1333920069484522},5.6467312076432981]
[null,7527,1.2973303113209209E-4,5.133392006948452E-5,6.4866515566046044,2.5661403518512866,2.8227543870364156,32.433257783023024,12.830701759256435,14.113771935182079,64.866515566046047,25.66140351851287,28.227543870364158,{"$f":"Input!$F$21*C7537","v":12.973303113209209},{"$f":"Input!$F$21*D7537","v":5.1333920069484522},5.6467312076432981]
[null,7530,1.5213277714997998E-4,5.133392006948452E-5,7.6066388574989992,2.5661403518512866,2.8227543870364156,38.033194287494993,12.830701759256435,14.113771935182079,76.066388574989986,25.66140351851287,28.227543870364158,{"$f":"Input!$F$21*C7540","v":15.213277714997998},{"$f":"Input!$F$21*D7540","v":5.1333920069484522},5.6467312076432981]
[null,7534,1.6403264222198289E-4,5.0633928006425517E-5,8.2016321110991441,2.531148325593406,2.7842631581527466,41.008160555495721,12.655741627967029,13.921315790763732,82.016321110991441,25.311483255934057,27.842631581527463,{"$f":"Input!$F$21*C7544","v":16.403264222198288},{"$f":"Input!$F$21*D7544","v":5.0633928006425517},5.5697320807068076]
[null,7537,1.6753260253727788E-4,5.0633928006425517E-5,8.3766301268638941,2.531148325593406,2.7842631581527466,41.88315063431947,12.655741627967029,13.921315790763732,83.766301268638941,25.311483255934057,27.842631581527463,{"$f":"Input!$F$21*C7547","v":16.753260253727788},{"$f":"Input!$F$21*D7547","v":5.0633928006425517},5.5697320807068076]
[null,7542,1.626326580958649E-4,5.0633928006425517E-5,8.1316329047932445,2.531148325593406,2.7842631581527466,40.658164523966221,12.655741627967029,13.921315790763732,81.316329047932442,25.311483255934057,27.842631581527463,{"$f":"Input!$F$21*C7552","v":16.263265809586489},{"$f":"Input!$F$21*D7552","v":5.0633928006425517},5.5697320807068076]
[null,7545,1.647326342850419E-4,5.0633928006425517E-5,8.2366317142520948,2.531148325593406,2.7842631581527466,41.183158571260471,12.655741627967029,13.921315790763732,82.366317142520941,25.311483255934057,27.842631581527463,{"$f":"Input!$F$21*C7555","v":16.47326342850419},{"$f":"Input!$F$21*D7555","v":5.0633928006425517},5.5697320807068076]
[null,7548,1.5003280096080297E-4,5.0633928006425517E-5,7.5016400480401488,2.531148325593406,2.7842631581527466,37.508200240200743,12.655741627967029,13.921315790763732,75.016400480401487,25.311483255934057,27.842631581527463,{"$f":"Input!$F$21*C7558","v":15.003280096080298},{"$f":"Input!$F$21*D7558","v":5.0633928006425517},5.5697320807068076]
[null,7549,1.4163289620409503E-4,5.0633928006425517E-5,7.0816448102047511,2.531148325593406,2.7842631581527466,35.408224051023758,12.655741627967029,13.921315790763732,70.816448102047516,25.311483255934057,27.842631581527463,{"$f":"Input!$F$21*C7559","v":14.163289620409502},{"$f":"Input!$F$21*D7559","v":5.0633928006425517},5.5697320807068076]
[null,7552,1.4023291207797704E-4,5.0633928006425517E-5,7.0116456038988515,2.531148325593406,2.7842631581527466,35.058228019494258,12.655741627967029,13.921315790763732,70.116456038988517,25.311483255934057,27.842631581527463,{"$f":"Input!$F$21*C7562","v":14.023291207797703},{"$f":"Input!$F$21*D7562","v":5.0633928006425517},5.5697320807068076]
[null,7555,1.4373287239327203E-4,5.0633928006425517E-5,7.1866436196636014,2.531148325593406,2.7842631581527466,35.933218098318008,12.655741627967029,13.921315790763732,71.866436196636016,25.311483255934057,27.842631581527463,{"$f":"Input!$F$21*C7565","v":14.373287239327203},{"$f":"Input!$F$21*D7565","v":5.0633928006425517},5.5697320807068076]
[null,7559,1.4093290414103602E-4,5.0633928006425517E-5,7.0466452070518013,2.531148325593406,2.7842631581527466,35.233226035259001,12.655741627967029,13.921315790763732,70.466452070518002,25.311483255934057,27.842631581527463,{"$f":"Input!$F$21*C7569","v":14.093290414103603},{"$f":"Input!$F$21*D7569","v":5.0633928006425517},5.5697320807068076]
[null,7563,1.4443286445633098E-4,4.9933935943366528E-5,7.2216432228165495,2.4961562993355266,2.7457719292690794,36.108216114082744,12.480781496677633,13.728859646345397,72.216432228165488,24.961562993355265,27.457719292690793,{"$f":"Input!$F$21*C7573","v":14.443286445633099},{"$f":"Input!$F$21*D7573","v":4.993393594336653},5.4927329537703189]
[null,7567,1.4653284064550798E-4,4.9933935943366528E-5,7.3266420322753989,2.4961562993355266,2.7457719292690794,36.633210161376994,12.480781496677633,13.728859646345397,73.266420322753987,24.961562993355265,27.457719292690793,{"$f":"Input!$F$21*C7577","v":14.653284064550798},{"$f":"Input!$F$21*D7577","v":4.993393594336653},5.4927329537703189]
[null,7570,1.4583284858244903E-4,4.9933935943366528E-5,7.2916424291224518,2.4961562993355266,2.7457719292690794,36.458212145612258,12.480781496677633,13.728859646345397,72.916424291224516,24.961562993355265,27.457719292690793,{"$f":"Input!$F$21*C7580","v":14.583284858244904},{"$f":"Input!$F$21*D7580","v":4.993393594336653},5.4927329537703189]
[null,7573,1.4303288033021302E-4,4.9933935943366528E-5,7.1516440165106507,2.4961562993355266,2.7457719292690794,35.758220082553258,12.480781496677633,13.728859646345397,71.516440165106516,24.961562993355265,27.457719292690793,{"$f":"Input!$F$21*C7583","v":14.303288033021301},{"$f":"Input!$F$21*D7583","v":4.993393594336653},5.4927329537703189]
[null,7574,1.4233288826715404E-4,4.9933935943366528E-5,7.1166444133577018,2.4961562993355266,2.7457719292690794,35.583222066788508,12.480781496677633,13.728859646345397,71.166444133577016,24.961562993355265,27.457719292690793,{"$f":"Input!$F$21*C7584","v":14.233288826715404},{"$f":"Input!$F$21*D7584","v":4.993393594336653},5.4927329537703189]
[null,7577,1.4583284858244903E-4,4.9933935943366528E-5,7.2916424291224518,2.4961562993355266,2.7457719292690794,36.458212145612258,12.480781496677633,13.728859646345397,72.916424291224516,24.961562993355265,27.457719292690793,{"$f":"Input!$F$21*C7587","v":14.583284858244904},{"$f":"Input!$F$21*D7587","v":4.993393594336653},5.4927329537703189]
[null,7581,1.4513285651938999E-4,4.9933935943366528E-5,7.2566428259694993,2.4961562993355266,2.7457719292690794,36.283214129847501,12.480781496677633,13.728859646345397,72.566428259695002,24.961562993355265,27.457719292690793,{"$f":"Input!$F$21*C7591","v":14.513285651938999},{"$f":"Input!$F$21*D7591","v":4.993393594336653},5.4927329537703189]
[null,7584,1.4443286445633098E-4,4.9933935943366528E-5,7.2216432228165495,2.4961562993355266,2.7457719292690794,36.108216114082744,12.480781496677633,13.728859646345397,72.216432228165488,24.961562993355265,27.457719292690793,{"$f":"Input!$F$21*C7594","v":14.443286445633099},{"$f":"Input!$F$21*D7594","v":4.993393594336653},5.4927329537703189]
[null,7588,1.4583284858244903E-4,4.9933935943366528E-5,7.2916424291224518,2.4961562993355266,2.7457719292690794,36.458212145612258,12.480781496677633,13.728859646345397,72.916424291224516,24.961562993355265,27.457719292690793,{"$f":"Input!$F$21*C7598","v":14.583284858244904},{"$f":"Input!$F$21*D7598","v":4.993393594336653},5.4927329537703189]
[null,7592,1.5283276921303896E-4,4.9233943880307519E-5,7.6416384606519481,2.461164273077646,2.7072807003854109,38.208192303259736,12.30582136538823,13.536403501927055,76.416384606519472,24.61164273077646,27.072807003854109,{"$f":"Input!$F$21*C7602","v":15.283276921303896},{"$f":"Input!$F$21*D7602","v":4.9233943880307516},5.4157338268338275]
[null,7595,1.5353276127609797E-4,4.9233943880307519E-5,7.6766380638048988,2.461164273077646,2.7072807003854109,38.383190319024493,12.30582136538823,13.536403501927055,76.766380638048986,24.61164273077646,27.072807003854109,{"$f":"Input!$F$21*C7605","v":15.353276127609798},{"$f":"Input!$F$21*D7605","v":4.9233943880307516},5.4157338268338275]
[null,7598,1.5493274540221596E-4,4.9233943880307519E-5,7.7466372701107975,2.461164273077646,2.7072807003854109,38.733186350553993,12.30582136538823,13.536403501927055,77.466372701107986,24.61164273077646,27.072807003854109,{"$f":"Input!$F$21*C7608","v":15.493274540221595},{"$f":"Input!$F$21*D7608","v":4.9233943880307516},5.4157338268338275]
[null,7599,1.5493274540221596E-4,4.9233943880307519E-5,7.7466372701107975,2.461164273077646,2.7072807003854109,38.733186350553993,12.30582136538823,13.536403501927055,77.466372701107986,24.61164273077646,27.072807003854109,{"$f":"Input!$F$21*C7609","v":15.493274540221595},{"$f":"Input!$F$21*D7609","v":4.9233943880307516},5.4157338268338275]
[null,7602,1.6333265015892391E-4,4.9233943880307519E-5,8.1666325079461952,2.461164273077646,2.7072807003854109,40.833162539730978,12.30582136538823,13.536403501927055,81.666325079461956,24.61164273077646,27.072807003854109,{"$f":"Input!$F$21*C7612","v":16.33326501589239},{"$f":"Input!$F$21*D7612","v":4.9233943880307516},5.4157338268338275]
[null,7606,1.6193266603280591E-4,4.9233943880307519E-5,8.0966333016402956,2.461164273077646,2.7072807003854109,40.483166508201478,12.30582136538823,13.536403501927055,80.966333016402956,24.61164273077646,27.072807003854109,{"$f":"Input!$F$21*C7616","v":16.193266603280591},{"$f":"Input!$F$21*D7616","v":4.9233943880307516},5.4157338268338275]
[null,7609,1.6193266603280591E-4,4.9233943880307519E-5,8.0966333016402956,2.461164273077646,2.7072807003854109,40.483166508201478,12.30582136538823,13.536403501927055,80.966333016402956,24.61164273077646,27.072807003854109,{"$f":"Input!$F$21*C7619","v":16.193266603280591},{"$f":"Input!$F$21*D7619","v":4.9233943880307516},5.4157338268338275]
[null,7613,1.6403264222198289E-4,4.9233943880307519E-5,8.2016321110991441,2.461164273077646,2.7072807003854109,41.008160555495721,12.30582136538823,13.536403501927055,82.016321110991441,24.61164273077646,27.072807003854109,{"$f":"Input!$F$21*C7623","v":16.403264222198288},{"$f":"Input!$F$21*D7623","v":4.9233943880307516},5.4157338268338275]
[null,7617,1.6403264222198289E-4,4.9233943880307519E-5,{"$f":"$E$9*C7627","v":8.2016321110991441},2.461164273077646,{"$f":"F7627*1.1","v":2.7072807003854109},{"$f":"$H$9*C7627","v":41.008160555495721},12.30582136538823,{"$f":"I7627*1.1","v":13.536403501927055},{"$f":"$K$9*C7627","v":82.016321110991441},24.61164273077646,{"$f":"L7627*1.1","v":27.072807003854109},{"$f":"Input!$F$21*C7627","v":16.403264222198288},{"$f":"Input!$F$21*D7627","v":4.9233943880307516},5.4157338268338275]
[null,7620,1.626326580958649E-4,4.9233943880307519E-5,8.1316329047932445,2.461164273077646,2.7072807003854109,40.658164523966221,12.30582136538823,13.536403501927055,81.316329047932442,24.61164273077646,27.072807003854109,{"$f":"Input!$F$21*C7630","v":16.263265809586489},{"$f":"Input!$F$21*D7630","v":4.9233943880307516},5.4157338268338275]
[null,7621,1.612326739697469E-4,4.9233943880307519E-5,8.0616336984873449,2.461164273077646,2.7072807003854109,40.308168492436728,12.30582136538823,13.536403501927055,80.616336984873456,24.61164273077646,27.072807003854109,{"$f":"Input!$F$21*C7631","v":16.12326739697469},{"$f":"Input!$F$21*D7631","v":4.9233943880307516},5.4157338268338275]
[null,7624,1.5773271365445191E-4,4.8533951817248517E-5,7.8866356827225959,2.4261722468197653,2.668789471501742,39.433178413612978,12.130861234098827,13.343947357508711,78.866356827225957,24.261722468197654,26.687894715017421,{"$f":"Input!$F$21*C7634","v":15.773271365445192},{"$f":"Input!$F$21*D7634","v":4.853395181724852},5.338734699897338]
[null,7627,1.591326977805699E-4,4.8533951817248517E-5,7.9566348890284955,2.4261722468197653,2.668789471501742,39.783174445142478,12.130861234098827,13.343947357508711,79.566348890284956,24.261722468197654,26.687894715017421,{"$f":"Input!$F$21*C7637","v":15.913269778056991},{"$f":"Input!$F$21*D7637","v":4.853395181724852},5.338734699897338]
[null,7630,1.5773271365445191E-4,4.8533951817248517E-5,7.8866356827225959,2.4261722468197653,2.668789471501742,39.433178413612978,12.130861234098827,13.343947357508711,78.866356827225957,24.261722468197654,26.687894715017421,{"$f":"Input!$F$21*C7640","v":15.773271365445192},{"$f":"Input!$F$21*D7640","v":4.853395181724852},5.338734699897338]
[null,7635,1.4933280889774397E-4,4.8533951817248517E-5,7.4666404448871981,2.4261722468197653,2.668789471501742,37.333202224435993,12.130861234098827,13.343947357508711,74.666404448871987,24.261722468197654,26.687894715017421,{"$f":"Input!$F$21*C7645","v":14.933280889774396},{"$f":"Input!$F$21*D7645","v":4.853395181724852},5.338734699897338]
[null,7638,1.5213277714997998E-4,4.8533951817248517E-5,7.6066388574989992,2.4261722468197653,2.668789471501742,38.033194287494993,12.130861234098827,13.343947357508711,76.066388574989986,24.261722468197654,26.687894715017421,{"$f":"Input!$F$21*C7648","v":15.213277714997998},{"$f":"Input!$F$21*D7648","v":4.853395181724852},5.338734699897338]
[null,7642,1.4303288033021302E-4,4.8533951817248517E-5,7.1516440165106507,2.4261722468197653,2.668789471501742,35.758220082553258,12.130861234098827,13.343947357508711,71.516440165106516,24.261722468197654,26.687894715017421,{"$f":"Input!$F$21*C7652","v":14.303288033021301},{"$f":"Input!$F$21*D7652","v":4.853395181724852},5.338734699897338]
[null,7645,1.325329993843281E-4,4.8533951817248517E-5,6.6266499692164045,2.4261722468197653,2.668789471501742,33.133249846082023,12.130861234098827,13.343947357508711,66.266499692164047,24.261722468197654,26.687894715017421,{"$f":"Input!$F$21*C7655","v":13.253299938432809},{"$f":"Input!$F$21*D7655","v":4.853395181724852},5.338734699897338]
[null,7646,1.3183300732126906E-4,4.8533951817248517E-5,6.5916503660634529,2.4261722468197653,2.668789471501742,32.958251830317266,12.130861234098827,13.343947357508711,65.916503660634532,24.261722468197654,26.687894715017421,{"$f":"Input!$F$21*C7656","v":13.183300732126906},{"$f":"Input!$F$21*D7656","v":4.853395181724852},5.338734699897338]
[null,7649,1.4093290414103602E-4,4.8533951817248517E-5,7.0466452070518013,2.4261722468197653,2.668789471501742,35.233226035259001,12.130861234098827,13.343947357508711,70.466452070518002,24.261722468197654,26.687894715017421,{"$f":"Input!$F$21*C7659","v":14.093290414103603},{"$f":"Input!$F$21*D7659","v":4.853395181724852},5.338734699897338]
[null,7652,1.4233288826715404E-4,4.8533951817248517E-5,7.1166444133577018,2.4261722468197653,2.668789471501742,35.583222066788508,12.130861234098827,13.343947357508711,71.166444133577016,24.261722468197654,26.687894715017421,{"$f":"Input!$F$21*C7662","v":14.233288826715404},{"$f":"Input!$F$21*D7662","v":4.853395181724852},5.338734699897338]
[null,7655,1.4303288033021302E-4,4.7833959754189535E-5,7.1516440165106507,2.3911802205618859,2.6302982426180748,35.758220082553258,11.955901102809429,13.151491213090374,71.516440165106516,23.911802205618859,26.302982426180748,{"$f":"Input!$F$21*C7665","v":14.303288033021301},{"$f":"Input!$F$21*D7665","v":4.7833959754189532},5.2617355729608493]
[null,7660,1.4723283270856699E-4,4.7833959754189535E-5,7.3616416354283496,2.3911802205618859,2.6302982426180748,36.808208177141751,11.955901102809429,13.151491213090374,73.616416354283501,23.911802205618859,26.302982426180748,{"$f":"Input!$F$21*C7670","v":14.723283270856699},{"$f":"Input!$F$21*D7670","v":4.7833959754189532},5.2617355729608493]
[null,7663,1.5073279302386196E-4,4.7833959754189535E-5,7.5366396511930978,2.3911802205618859,2.6302982426180748,37.683198255965486,11.955901102809429,13.151491213090374,75.366396511930972,23.911802205618859,26.302982426180748,{"$f":"Input!$F$21*C7673","v":15.073279302386196},{"$f":"Input!$F$21*D7673","v":4.7833959754189532},5.2617355729608493]
[null,7667,1.5143278508692097E-4,4.7833959754189535E-5,7.5716392543460485,2.3911802205618859,2.6302982426180748,37.858196271730243,11.955901102809429,13.151491213090374,75.716392543460486,23.911802205618859,26.302982426180748,{"$f":"Input!$F$21*C7677","v":15.143278508692097},{"$f":"Input!$F$21*D7677","v":4.7833959754189532},5.2617355729608493]
[null,7670,1.5283276921303896E-4,4.7833959754189535E-5,7.6416384606519481,2.3911802205618859,2.6302982426180748,38.208192303259736,11.955901102809429,13.151491213090374,76.416384606519472,23.911802205618859,26.302982426180748,{"$f":"Input!$F$21*C7680","v":15.283276921303896},{"$f":"Input!$F$21*D7680","v":4.7833959754189532},5.2617355729608493]
[null,7671,1.5353276127609797E-4,4.7833959754189535E-5,7.6766380638048988,2.3911802205618859,2.6302982426180748,38.383190319024493,11.955901102809429,13.151491213090374,76.766380638048986,23.911802205618859,26.302982426180748,{"$f":"Input!$F$21*C7681","v":15.353276127609798},{"$f":"Input!$F$21*D7681","v":4.7833959754189532},5.2617355729608493]
[null,7674,1.5493274540221596E-4,4.7833959754189535E-5,7.7466372701107975,2.3911802205618859,2.6302982426180748,38.733186350553993,11.955901102809429,13.151491213090374,77.466372701107986,23.911802205618859,26.302982426180748,{"$f":"Input!$F$21*C7684","v":15.493274540221595},{"$f":"Input!$F$21*D7684","v":4.7833959754189532},5.2617355729608493]
[null,7680,1.5493274540221596E-4,4.7833959754189535E-5,7.7466372701107975,2.3911802205618859,2.6302982426180748,38.733186350553993,11.955901102809429,13.151491213090374,77.466372701107986,23.911802205618859,26.302982426180748,{"$f":"Input!$F$21*C7690","v":15.493274540221595},{"$f":"Input!$F$21*D7690","v":4.7833959754189532},5.2617355729608493]
[null,7682,1.5703272159139296E-4,4.7133967691130532E-5,7.8516360795696478,2.3561881943040053,2.5918070137344058,39.258180397848243,11.780940971520026,12.95903506867203,78.516360795696485,23.561881943040053,25.91807013734406,{"$f":"Input!$F$21*C7692","v":15.703272159139296},{"$f":"Input!$F$21*D7692","v":4.7133967691130536},{"$f":"O7692*1.1","v":5.1847364460243597}]
[null,7685,1.6543262634810091E-4,4.7133967691130532E-5,8.2716313174050455,2.3561881943040053,2.5918070137344058,41.358156587025228,11.780940971520026,12.95903506867203,82.716313174050455,23.561881943040053,25.91807013734406,{"$f":"Input!$F$21*C7695","v":16.543262634810091},{"$f":"Input!$F$21*D7695","v":4.7133967691130536},5.1847364460243597]
[null,7689,1.6543262634810091E-4,4.7133967691130532E-5,8.2716313174050455,2.3561881943040053,2.5918070137344058,41.358156587025228,11.780940971520026,12.95903506867203,82.716313174050455,23.561881943040053,25.91807013734406,{"$f":"Input!$F$21*C7699","v":16.543262634810091},{"$f":"Input!$F$21*D7699","v":4.7133967691130536},5.1847364460243597]
[null,7692,1.6543262634810091E-4,4.7133967691130532E-5,8.2716313174050455,2.3561881943040053,2.5918070137344058,41.358156587025228,11.780940971520026,12.95903506867203,82.716313174050455,23.561881943040053,25.91807013734406,{"$f":"Input!$F$21*C7702","v":16.543262634810091},{"$f":"Input!$F$21*D7702","v":4.7133967691130536},5.1847364460243597]
[null,7695,1.6753260253727788E-4,4.7133967691130532E-5,8.3766301268638941,2.3561881943040053,2.5918070137344058,41.88315063431947,11.780940971520026,12.95903506867203,83.766301268638941,23.561881943040053,25.91807013734406,{"$f":"Input!$F$21*C7705","v":16.753260253727788},{"$f":"Input!$F$21*D7705","v":4.7133967691130536},5.1847364460243597]
[null,7696,1.6963257872645488E-4,4.7133967691130532E-5,8.4816289363227444,2.3561881943040053,2.5918070137344058,42.40814468161372,11.780940971520026,12.95903506867203,84.81628936322744,23.561881943040053,25.91807013734406,{"$f":"Input!$F$21*C7706","v":16.963257872645489},{"$f":"Input!$F$21*D7706","v":4.7133967691130536},5.1847364460243597]
[null,7699,1.7313253904174984E-4,4.7133967691130532E-5,8.6566269520874926,2.3561881943040053,2.5918070137344058,43.283134760437463,11.780940971520026,12.95903506867203,86.566269520874926,23.561881943040053,25.91807013734406,{"$f":"Input!$F$21*C7709","v":17.313253904174985},{"$f":"Input!$F$21*D7709","v":4.7133967691130536},5.1847364460243597]
[null,7705,1.7523251523092684E-4,4.6433975628071544E-5,8.7616257615463429,2.3211961680461255,2.5533157848507382,43.808128807731713,11.605980840230627,12.766578924253691,87.616257615463425,23.211961680461254,25.533157848507383,{"$f":"Input!$F$21*C7715","v":17.523251523092686},{"$f":"Input!$F$21*D7715","v":4.643397562807154},5.1077373190878701]
[null,7707,1.8293242792457581E-4,4.6433975628071544E-5,9.1466213962287899,2.3211961680461255,2.5533157848507382,45.733106981143955,11.605980840230627,12.766578924253691,91.46621396228791,23.211961680461254,25.533157848507383,{"$f":"Input!$F$21*C7717","v":18.29324279245758},{"$f":"Input!$F$21*D7717","v":4.643397562807154},5.1077373190878701]
[null,7710,1.8153244379845782E-4,4.6433975628071544E-5,9.0766221899228903,2.3211961680461255,2.5533157848507382,45.383110949614455,11.605980840230627,12.766578924253691,90.76622189922891,23.211961680461254,25.533157848507383,{"$f":"Input!$F$21*C7720","v":18.153244379845781},{"$f":"Input!$F$21*D7720","v":4.643397562807154},5.1077373190878701]
[null,7714,1.8503240411375276E-4,4.6433975628071544E-5,9.2516202056876384,2.3211961680461255,2.5533157848507382,46.25810102843819,11.605980840230627,12.766578924253691,92.516202056876381,23.211961680461254,25.533157848507383,{"$f":"Input!$F$21*C7724","v":18.503240411375277},{"$f":"Input!$F$21*D7724","v":4.643397562807154},5.1077373190878701]
[null,7717,1.8013245967233983E-4,4.6433975628071544E-5,9.0066229836169907,2.3211961680461255,2.5533157848507382,45.033114918084955,11.605980840230627,12.766578924253691,90.06622983616991,23.211961680461254,25.533157848507383,{"$f":"Input!$F$21*C7727","v":18.013245967233981},{"$f":"Input!$F$21*D7727","v":4.643397562807154},5.1077373190878701]
[null,7720,1.8643238823987077E-4,4.6433975628071544E-5,9.3216194119935381,2.3211961680461255,2.5533157848507382,46.60809705996769,11.605980840230627,12.766578924253691,93.216194119935381,23.211961680461254,25.533157848507383,{"$f":"Input!$F$21*C7730","v":18.643238823987076},{"$f":"Input!$F$21*D7730","v":4.643397562807154},5.1077373190878701]
[null,7721,1.9063234061822475E-4,4.6433975628071544E-5,9.5316170309112369,2.3211961680461255,2.5533157848507382,47.65808515455619,11.605980840230627,12.766578924253691,95.31617030911238,23.211961680461254,25.533157848507383,{"$f":"Input!$F$21*C7731","v":19.063234061822474},{"$f":"Input!$F$21*D7731","v":4.643397562807154},5.1077373190878701]
[null,7726,1.8713238030292976E-4,4.6433975628071544E-5,9.356619015146487,2.3211961680461255,2.5533157848507382,46.78309507573244,11.605980840230627,12.766578924253691,93.56619015146488,23.211961680461254,25.533157848507383,{"$f":"Input!$F$21*C7736","v":18.713238030292974},{"$f":"Input!$F$21*D7736","v":4.643397562807154},5.1077373190878701]
[null,7728,1.9273231680740175E-4,4.6433975628071544E-5,9.6366158403700872,2.3211961680461255,2.5533157848507382,48.18307920185044,11.605980840230627,12.766578924253691,96.366158403700879,23.211961680461254,25.533157848507383,{"$f":"Input!$F$21*C7738","v":19.273231680740174},{"$f":"Input!$F$21*D7738","v":4.643397562807154},5.1077373190878701]
[null,7732,1.8573239617681176E-4,4.6433975628071544E-5,9.2866198088405874,2.3211961680461255,2.5533157848507382,46.43309904420294,11.605980840230627,12.766578924253691,92.866198088405881,23.211961680461254,25.533157848507383,{"$f":"Input!$F$21*C7742","v":18.573239617681175},{"$f":"Input!$F$21*D7742","v":4.643397562807154},5.1077373190878701]
[null,7735,1.8573239617681176E-4,4.5733983565012541E-5,9.2866198088405874,2.2862041417882453,2.5148245559670701,46.43309904420294,11.431020708941226,12.574122779835349,92.866198088405881,22.862041417882452,25.148245559670698,{"$f":"Input!$F$21*C7745","v":18.573239617681175},{"$f":"Input!$F$21*D7745","v":4.5733983565012544},5.0307381921513805]
[null,7739,1.8293242792457581E-4,4.5733983565012541E-5,9.1466213962287899,2.2862041417882453,2.5148245559670701,45.733106981143955,11.431020708941226,12.574122779835349,91.46621396228791,22.862041417882452,25.148245559670698,{"$f":"Input!$F$21*C7749","v":18.29324279245758},{"$f":"Input!$F$21*D7749","v":4.5733983565012544},5.0307381921513805]
[null,7742,1.8363241998763476E-4,4.5733983565012541E-5,9.1816209993817388,2.2862041417882453,2.5148245559670701,45.908104996908691,11.431020708941226,12.574122779835349,91.816209993817381,22.862041417882452,25.148245559670698,{"$f":"Input!$F$21*C7752","v":18.363241998763478},{"$f":"Input!$F$21*D7752","v":4.5733983565012544},5.0307381921513805]
[null,7745,1.8783237236598876E-4,4.5733983565012541E-5,{"$f":"$E$9*C7755","v":9.3916186182994377},2.2862041417882453,{"$f":"F7755*1.1","v":2.5148245559670701},{"$f":"$H$9*C7755","v":46.95809309149719},11.431020708941226,{"$f":"I7755*1.1","v":12.574122779835349},{"$f":"$K$9*C7755","v":93.91618618299438},22.862041417882452,{"$f":"L7755*1.1","v":25.148245559670698},{"$f":"Input!$F$21*C7755","v":18.783237236598875},{"$f":"Input!$F$21*D7755","v":4.5733983565012544},5.0307381921513805]
[null,7746,1.9063234061822475E-4,4.5733983565012541E-5,9.5316170309112369,2.2862041417882453,2.5148245559670701,47.65808515455619,11.431020708941226,12.574122779835349,95.31617030911238,22.862041417882452,25.148245559670698,{"$f":"Input!$F$21*C7756","v":19.063234061822474},{"$f":"Input!$F$21*D7756","v":4.5733983565012544},{"$f":"O7756*1.1","v":5.0307381921513805}]
[null,7751,2.0043222950105071E-4,4.5733983565012541E-5,10.021611475052536,2.2862041417882453,2.5148245559670701,50.108057375262675,11.431020708941226,12.574122779835349,100.21611475052535,22.862041417882452,25.148245559670698,{"$f":"Input!$F$21*C7761","v":20.043222950105072},{"$f":"Input!$F$21*D7761","v":4.5733983565012544},5.0307381921513805]
[null,7754,2.032321977532867E-4,4.5733983565012541E-5,10.161609887664335,2.2862041417882453,2.5148245559670701,50.808049438321675,11.431020708941226,12.574122779835349,101.61609887664335,22.862041417882452,25.148245559670698,{"$f":"Input!$F$21*C7764","v":20.323219775328671},{"$f":"Input!$F$21*D7764","v":4.5733983565012544},5.0307381921513805]
[null,7757,2.1443207076223063E-4,4.5733983565012541E-5,10.72160353811153,2.2862041417882453,2.5148245559670701,53.608017690557659,11.431020708941226,12.574122779835349,107.21603538111532,22.862041417882452,25.148245559670698,{"$f":"Input!$F$21*C7767","v":21.443207076223061},{"$f":"Input!$F$21*D7767","v":4.5733983565012544},5.0307381921513805]
[null,7760,2.1373207869917162E-4,4.5733983565012541E-5,10.686603934958582,2.2862041417882453,2.5148245559670701,53.433019674792902,11.431020708941226,12.574122779835349,106.8660393495858,22.862041417882452,25.148245559670698,{"$f":"Input!$F$21*C7770","v":21.373207869917163},{"$f":"Input!$F$21*D7770","v":4.5733983565012544},5.0307381921513805]
[null,7764,1.9903224537493269E-4,4.5733983565012541E-5,9.9516122687466346,2.2862041417882453,2.5148245559670701,49.758061343733175,11.431020708941226,12.574122779835349,99.51612268746635,22.862041417882452,25.148245559670698,{"$f":"Input!$F$21*C7774","v":19.903224537493269},{"$f":"Input!$F$21*D7774","v":4.5733983565012544},5.0307381921513805]
[null,7767,1.9833225331187371E-4,4.5733983565012541E-5,9.9166126655936857,2.2862041417882453,2.5148245559670701,49.583063327968425,11.431020708941226,12.574122779835349,99.16612665593685,22.862041417882452,25.148245559670698,{"$f":"Input!$F$21*C7777","v":19.833225331187371},{"$f":"Input!$F$21*D7777","v":4.5733983565012544},5.0307381921513805]
[null,7770,2.0043222950105071E-4,4.5733983565012541E-5,10.021611475052536,2.2862041417882453,2.5148245559670701,50.108057375262675,11.431020708941226,12.574122779835349,100.21611475052535,22.862041417882452,25.148245559670698,{"$f":"Input!$F$21*C7780","v":20.043222950105072},{"$f":"Input!$F$21*D7780","v":4.5733983565012544},5.0307381921513805]
[null,7772,2.011322215641097E-4,4.5733983565012541E-5,10.056611078205485,2.2862041417882453,2.5148245559670701,50.283055391027425,11.431020708941226,12.574122779835349,100.56611078205485,22.862041417882452,25.148245559670698,{"$f":"Input!$F$21*C7782","v":20.11322215641097},{"$f":"Input!$F$21*D7782","v":4.5733983565012544},5.0307381921513805]
[null,7775,1.9623227712269674E-4,4.5733983565012541E-5,9.8116138561348372,2.2862041417882453,2.5148245559670701,49.058069280674182,11.431020708941226,12.574122779835349,98.116138561348365,22.862041417882452,25.148245559670698,{"$f":"Input!$F$21*C7785","v":19.623227712269674},{"$f":"Input!$F$21*D7785","v":4.5733983565012544},5.0307381921513805]
[null,7779,1.8783237236598876E-4,4.5733983565012541E-5,9.3916186182994377,2.2862041417882453,2.5148245559670701,46.95809309149719,11.431020708941226,12.574122779835349,93.91618618299438,22.862041417882452,25.148245559670698,{"$f":"Input!$F$21*C7789","v":18.783237236598875},{"$f":"Input!$F$21*D7789","v":4.5733983565012544},5.0307381921513805]
[null,7782,1.8923235649210676E-4,4.5733983565012541E-5,9.4616178246053373,2.2862041417882453,2.5148245559670701,47.30808912302669,11.431020708941226,12.574122779835349,94.61617824605338,22.862041417882452,25.148245559670698,{"$f":"Input!$F$21*C7792","v":18.923235649210675},{"$f":"Input!$F$21*D7792","v":4.5733983565012544},5.0307381921513805]
[null,7785,1.9133233268128376E-4,4.5733983565012541E-5,9.5666166340641876,2.2862041417882453,2.5148245559670701,47.83308317032094,11.431020708941226,12.574122779835349,95.66616634064188,22.862041417882452,25.148245559670698,{"$f":"Input!$F$21*C7795","v":19.133233268128375},{"$f":"Input!$F$21*D7795","v":4.5733983565012544},5.0307381921513805]
[null,7789,1.8643238823987077E-4,4.5733983565012541E-5,9.3216194119935381,2.2862041417882453,2.5148245559670701,46.60809705996769,11.431020708941226,12.574122779835349,93.216194119935381,22.862041417882452,25.148245559670698,{"$f":"Input!$F$21*C7799","v":18.643238823987076},{"$f":"Input!$F$21*D7799","v":4.5733983565012544},5.0307381921513805]
[null,7792,1.8783237236598876E-4,4.5733983565012541E-5,9.3916186182994377,2.2862041417882453,2.5148245559670701,46.95809309149719,11.431020708941226,12.574122779835349,93.91618618299438,22.862041417882452,25.148245559670698,{"$f":"Input!$F$21*C7802","v":18.783237236598875},{"$f":"Input!$F$21*D7802","v":4.5733983565012544},5.0307381921513805]
[null,7793,1.8783237236598876E-4,4.5733983565012541E-5,9.3916186182994377,2.2862041417882453,2.5148245559670701,46.95809309149719,11.431020708941226,12.574122779835349,93.91618618299438,22.862041417882452,25.148245559670698,{"$f":"Input!$F$21*C7803","v":18.783237236598875},{"$f":"Input!$F$21*D7803","v":4.5733983565012544},5.0307381921513805]
[null,7797,1.8923235649210676E-4,4.5733983565012541E-5,9.4616178246053373,2.2862041417882453,2.5148245559670701,47.30808912302669,11.431020708941226,12.574122779835349,94.61617824605338,22.862041417882452,25.148245559670698,{"$f":"Input!$F$21*C7807","v":18.923235649210675},{"$f":"Input!$F$21*D7807","v":4.5733983565012544},5.0307381921513805]
[null,7800,1.9063234061822475E-4,4.5733983565012541E-5,9.5316170309112369,2.2862041417882453,2.5148245559670701,47.65808515455619,11.431020708941226,12.574122779835349,95.31617030911238,22.862041417882452,25.148245559670698,{"$f":"Input!$F$21*C7810","v":19.063234061822474},{"$f":"Input!$F$21*D7810","v":4.5733983565012544},5.0307381921513805]
[null,7804,1.9623227712269674E-4,4.5733983565012541E-5,9.8116138561348372,2.2862041417882453,2.5148245559670701,49.058069280674182,11.431020708941226,12.574122779835349,98.116138561348365,22.862041417882452,25.148245559670698,{"$f":"Input!$F$21*C7814","v":19.623227712269674},{"$f":"Input!$F$21*D7814","v":4.5733983565012544},5.0307381921513805]
[null,7807,2.011322215641097E-4,4.5733983565012541E-5,10.056611078205485,2.2862041417882453,2.5148245559670701,50.283055391027425,11.431020708941226,12.574122779835349,100.56611078205485,22.862041417882452,25.148245559670698,{"$f":"Input!$F$21*C7817","v":20.11322215641097},{"$f":"Input!$F$21*D7817","v":4.5733983565012544},5.0307381921513805]
[null,7810,2.0463218187940469E-4,4.5733983565012541E-5,10.231609093970235,2.2862041417882453,2.5148245559670701,51.158045469851174,11.431020708941226,12.574122779835349,102.31609093970235,22.862041417882452,25.148245559670698,{"$f":"Input!$F$21*C7820","v":20.46321818794047},{"$f":"Input!$F$21*D7820","v":4.5733983565012544},{"$f":"O7820*1.1","v":5.0307381921513805}]
[null,7814,1.8783237236598876E-4,4.5733983565012541E-5,9.3916186182994377,2.2862041417882453,2.5148245559670701,46.95809309149719,11.431020708941226,12.574122779835349,93.91618618299438,22.862041417882452,25.148245559670698,{"$f":"Input!$F$21*C7824","v":18.783237236598875},{"$f":"Input!$F$21*D7824","v":4.5733983565012544},5.0307381921513805]
[null,7817,1.8713238030292976E-4,4.5733983565012541E-5,9.356619015146487,2.2862041417882453,2.5148245559670701,46.78309507573244,11.431020708941226,12.574122779835349,93.56619015146488,22.862041417882452,25.148245559670698,{"$f":"Input!$F$21*C7827","v":18.713238030292974},{"$f":"Input!$F$21*D7827","v":4.5733983565012544},5.0307381921513805]
[null,7818,1.8783237236598876E-4,4.5733983565012541E-5,9.3916186182994377,2.2862041417882453,2.5148245559670701,46.95809309149719,11.431020708941226,12.574122779835349,93.91618618299438,22.862041417882452,25.148245559670698,{"$f":"Input!$F$21*C7828","v":18.783237236598875},{"$f":"Input!$F$21*D7828","v":4.5733983565012544},5.0307381921513805]
[null,7822,1.8223243586151677E-4,4.5733983565012541E-5,9.1116217930758392,2.2862041417882453,2.5148245559670701,45.558108965379191,11.431020708941226,12.574122779835349,91.116217930758381,22.862041417882452,25.148245559670698,{"$f":"Input!$F$21*C7832","v":18.223243586151678},{"$f":"Input!$F$21*D7832","v":4.5733983565012544},5.0307381921513805]
[null,7825,1.7663249935704484E-4,4.5733983565012541E-5,8.8316249678522425,2.2862041417882453,2.5148245559670701,44.158124839261205,11.431020708941226,12.574122779835349,88.316249678522411,22.862041417882452,25.148245559670698,{"$f":"Input!$F$21*C7835","v":17.663249935704485},{"$f":"Input!$F$21*D7835","v":4.5733983565012544},5.0307381921513805]
[null,7829,1.7383253110480885E-4,4.5733983565012541E-5,8.6916265552404433,2.2862041417882453,2.5148245559670701,43.458132776202213,11.431020708941226,12.574122779835349,86.916265552404425,22.862041417882452,25.148245559670698,{"$f":"Input!$F$21*C7839","v":17.383253110480887},{"$f":"Input!$F$21*D7839","v":4.5733983565012544},5.0307381921513805]
[null,7832,1.7733249142010382E-4,4.5733983565012541E-5,8.8666245710051914,2.2862041417882453,2.5148245559670701,44.333122855025955,11.431020708941226,12.574122779835349,88.666245710051911,22.862041417882452,25.148245559670698,{"$f":"Input!$F$21*C7842","v":17.733249142010383},{"$f":"Input!$F$21*D7842","v":4.5733983565012544},5.0307381921513805]
[null,7835,1.8503240411375276E-4,4.5733983565012541E-5,9.2516202056876384,2.2862041417882453,2.5148245559670701,46.25810102843819,11.431020708941226,12.574122779835349,92.516202056876381,22.862041417882452,25.148245559670698,{"$f":"Input!$F$21*C7845","v":18.503240411375277},{"$f":"Input!$F$21*D7845","v":4.5733983565012544},5.0307381921513805]
[null,7839,1.8993234855516577E-4,4.5733983565012541E-5,9.496617427758288,2.2862041417882453,2.5148245559670701,47.48308713879144,11.431020708941226,12.574122779835349,94.96617427758288,22.862041417882452,25.148245559670698,{"$f":"Input!$F$21*C7849","v":18.993234855516576},{"$f":"Input!$F$21*D7849","v":4.5733983565012544},5.0307381921513805]
[null,7843,1.997322374379917E-4,4.5733983565012541E-5,9.9866118718995853,2.2862041417882453,2.5148245559670701,49.933059359497925,11.431020708941226,12.574122779835349,99.86611871899585,22.862041417882452,25.148245559670698,{"$f":"Input!$F$21*C7853","v":19.973223743799171},{"$f":"Input!$F$21*D7853","v":4.5733983565012544},5.0307381921513805]
[null,7844,2.011322215641097E-4,4.5733983565012541E-5,10.056611078205485,2.2862041417882453,2.5148245559670701,50.283055391027425,11.431020708941226,12.574122779835349,100.56611078205485,22.862041417882452,25.148245559670698,{"$f":"Input!$F$21*C7854","v":20.11322215641097},{"$f":"Input!$F$21*D7854","v":4.5733983565012544},5.0307381921513805]
[null,7847,2.0253220569022769E-4,4.5733983565012541E-5,10.126610284511385,2.2862041417882453,2.5148245559670701,50.633051422556925,11.431020708941226,12.574122779835349,101.26610284511385,22.862041417882452,25.148245559670698,{"$f":"Input!$F$21*C7857","v":20.253220569022769},{"$f":"Input!$F$21*D7857","v":4.5733983565012544},5.0307381921513805]
[null,7850,2.1023211838387662E-4,4.5733983565012541E-5,10.511605919193832,2.2862041417882453,2.5148245559670701,52.558029595969153,11.431020708941226,12.574122779835349,105.11605919193831,22.862041417882452,25.148245559670698,{"$f":"Input!$F$21*C7860","v":21.023211838387663},{"$f":"Input!$F$21*D7860","v":4.5733983565012544},5.0307381921513805]
[null,7854,2.0883213425775863E-4,4.5733983565012541E-5,10.441606712887932,2.2862041417882453,2.5148245559670701,52.20803356443966,11.431020708941226,12.574122779835349,104.41606712887932,22.862041417882452,25.148245559670698,{"$f":"Input!$F$21*C7864","v":20.883213425775864},{"$f":"Input!$F$21*D7864","v":4.5733983565012544},5.0307381921513805]
[null,7857,2.2983189614952853E-4,4.5733983565012541E-5,11.491594807476426,2.2862041417882453,2.5148245559670701,57.457974037382129,11.431020708941226,12.574122779835349,114.91594807476426,22.862041417882452,25.148245559670698,{"$f":"Input!$F$21*C7867","v":22.983189614952853},{"$f":"Input!$F$21*D7867","v":4.5733983565012544},5.0307381921513805]
[null,7861,2.0743215013164067E-4,4.5733983565012541E-5,10.371607506582034,2.2862041417882453,2.5148245559670701,51.858037532910167,11.431020708941226,12.574122779835349,103.71607506582033,22.862041417882452,25.148245559670698,{"$f":"Input!$F$21*C7871","v":20.743215013164068},{"$f":"Input!$F$21*D7871","v":4.5733983565012544},5.0307381921513805]
[null,7864,2.1793203107752562E-4,4.5733983565012541E-5,10.89660155387628,2.2862041417882453,2.5148245559670701,54.483007769381402,11.431020708941226,12.574122779835349,108.9660155387628,22.862041417882452,25.148245559670698,{"$f":"Input!$F$21*C7874","v":21.793203107752561},{"$f":"Input!$F$21*D7874","v":4.5733983565012544},5.0307381921513805]
[null,7868,2.2913190408646955E-4,4.5733983565012541E-5,11.456595204323477,2.2862041417882453,2.5148245559670701,57.282976021617387,11.431020708941226,12.574122779835349,114.56595204323477,22.862041417882452,25.148245559670698,{"$f":"Input!$F$21*C7878","v":22.913190408646955},{"$f":"Input!$F$21*D7878","v":4.5733983565012544},5.0307381921513805]
[null,7869,2.2493195170811555E-4,4.5733983565012541E-5,11.246597585405777,2.2862041417882453,2.5148245559670701,56.232987927028887,11.431020708941226,12.574122779835349,112.46597585405777,22.862041417882452,25.148245559670698,{"$f":"Input!$F$21*C7879","v":22.493195170811553},{"$f":"Input!$F$21*D7879","v":4.5733983565012544},5.0307381921513805]
[null,7872,2.2843191202341054E-4,4.5733983565012541E-5,11.421595601170527,2.2862041417882453,2.5148245559670701,57.107978005852637,11.431020708941226,12.574122779835349,114.21595601170527,22.862041417882452,25.148245559670698,{"$f":"Input!$F$21*C7882","v":22.843191202341053},{"$f":"Input!$F$21*D7882","v":4.5733983565012544},5.0307381921513805]
[null,7875,1.7313253904174984E-4,4.5733983565012541E-5,8.6566269520874926,2.2862041417882453,2.5148245559670701,43.283134760437463,11.431020708941226,12.574122779835349,86.566269520874926,22.862041417882452,25.148245559670698,{"$f":"Input!$F$21*C7885","v":17.313253904174985},{"$f":"Input!$F$21*D7885","v":4.5733983565012544},5.0307381921513805]
[null,7879,1.9623227712269674E-4,4.5733983565012541E-5,9.8116138561348372,2.2862041417882453,2.5148245559670701,49.058069280674182,11.431020708941226,12.574122779835349,98.116138561348365,22.862041417882452,25.148245559670698,{"$f":"Input!$F$21*C7889","v":19.623227712269674},{"$f":"Input!$F$21*D7889","v":4.5733983565012544},5.0307381921513805]
[null,7882,1.7593250729398583E-4,4.5733983565012541E-5,8.7966253646992918,2.2862041417882453,2.5148245559670701,43.983126823496455,11.431020708941226,12.574122779835349,87.966253646992911,22.862041417882452,25.148245559670698,{"$f":"Input!$F$21*C7892","v":17.593250729398584},{"$f":"Input!$F$21*D7892","v":4.5733983565012544},5.0307381921513805]
[null,7886,1.4093290414103602E-4,4.5733983565012541E-5,7.0466452070518013,2.2862041417882453,2.5148245559670701,35.233226035259001,11.431020708941226,12.574122779835349,70.466452070518002,22.862041417882452,25.148245559670698,{"$f":"Input!$F$21*C7896","v":14.093290414103603},{"$f":"Input!$F$21*D7896","v":4.5733983565012544},5.0307381921513805]
[null,7889,1.647326342850419E-4,4.5733983565012541E-5,8.2366317142520948,2.2862041417882453,2.5148245559670701,41.183158571260471,11.431020708941226,12.574122779835349,82.366317142520941,22.862041417882452,25.148245559670698,{"$f":"Input!$F$21*C7899","v":16.47326342850419},{"$f":"Input!$F$21*D7899","v":4.5733983565012544},5.0307381921513805]
[null,7893,1.9833225331187371E-4,4.5733983565012541E-5,9.9166126655936857,2.2862041417882453,2.5148245559670701,49.583063327968425,11.431020708941226,12.574122779835349,99.16612665593685,22.862041417882452,25.148245559670698,{"$f":"Input!$F$21*C7903","v":19.833225331187371},{"$f":"Input!$F$21*D7903","v":4.5733983565012544},5.0307381921513805]
[null,7894,1.9903224537493269E-4,4.5733983565012541E-5,9.9516122687466346,2.2862041417882453,2.5148245559670701,49.758061343733175,11.431020708941226,12.574122779835349,99.51612268746635,22.862041417882452,25.148245559670698,{"$f":"Input!$F$21*C7904","v":19.903224537493269},{"$f":"Input!$F$21*D7904","v":4.5733983565012544},5.0307381921513805]
[null,7897,2.0533217394246367E-4,4.5733983565012541E-5,10.266608697123184,2.2862041417882453,2.5148245559670701,51.333043485615917,11.431020708941226,12.574122779835349,102.66608697123183,22.862041417882452,25.148245559670698,{"$f":"Input!$F$21*C7907","v":20.533217394246368},{"$f":"Input!$F$21*D7907","v":4.5733983565012544},5.0307381921513805]
[null,7901,2.0463218187940469E-4,4.5733983565012541E-5,10.231609093970235,2.2862041417882453,2.5148245559670701,51.158045469851174,11.431020708941226,12.574122779835349,102.31609093970235,22.862041417882452,25.148245559670698,{"$f":"Input!$F$21*C7911","v":20.46321818794047},{"$f":"Input!$F$21*D7911","v":4.5733983565012544},5.0307381921513805]
[null,7904,1.8503240411375276E-4,4.5733983565012541E-5,9.2516202056876384,2.2862041417882453,2.5148245559670701,46.25810102843819,11.431020708941226,12.574122779835349,92.516202056876381,22.862041417882452,25.148245559670698,{"$f":"Input!$F$21*C7914","v":18.503240411375277},{"$f":"Input!$F$21*D7914","v":4.5733983565012544},5.0307381921513805]
[null,7907,1.7383253110480885E-4,4.5733983565012541E-5,8.6916265552404433,2.2862041417882453,2.5148245559670701,43.458132776202213,11.431020708941226,12.574122779835349,86.916265552404425,22.862041417882452,25.148245559670698,{"$f":"Input!$F$21*C7917","v":17.383253110480887},{"$f":"Input!$F$21*D7917","v":4.5733983565012544},5.0307381921513805]
[null,7910,1.5423275333915695E-4,4.5733983565012541E-5,7.7116376669578477,2.2862041417882453,2.5148245559670701,38.558188334789236,11.431020708941226,12.574122779835349,77.116376669578472,22.862041417882452,25.148245559670698,{"$f":"Input!$F$21*C7920","v":15.423275333915695},{"$f":"Input!$F$21*D7920","v":4.5733983565012544},5.0307381921513805]
[null,7915,1.7593250729398583E-4,4.5733983565012541E-5,8.7966253646992918,2.2862041417882453,2.5148245559670701,43.983126823496455,11.431020708941226,12.574122779835349,87.966253646992911,22.862041417882452,25.148245559670698,{"$f":"Input!$F$21*C7925","v":17.593250729398584},{"$f":"Input!$F$21*D7925","v":4.5733983565012544},5.0307381921513805]
[null,7918,1.7383253110480885E-4,4.5733983565012541E-5,8.6916265552404433,2.2862041417882453,2.5148245559670701,43.458132776202213,11.431020708941226,12.574122779835349,86.916265552404425,22.862041417882452,25.148245559670698,{"$f":"Input!$F$21*C7928","v":17.383253110480887},{"$f":"Input!$F$21*D7928","v":4.5733983565012544},5.0307381921513805]
[null,7919,1.7593250729398583E-4,4.5733983565012541E-5,8.7966253646992918,2.2862041417882453,2.5148245559670701,43.983126823496455,11.431020708941226,12.574122779835349,87.966253646992911,22.862041417882452,25.148245559670698,{"$f":"Input!$F$21*C7929","v":17.593250729398584},{"$f":"Input!$F$21*D7929","v":4.5733983565012544},5.0307381921513805]
[null,7922,1.6823259460033689E-4,4.5733983565012541E-5,8.4116297300168448,2.2862041417882453,2.5148245559670701,42.05814865008422,11.431020708941226,12.574122779835349,84.116297300168441,22.862041417882452,25.148245559670698,{"$f":"Input!$F$21*C7932","v":16.82325946003369},{"$f":"Input!$F$21*D7932","v":4.5733983565012544},5.0307381921513805]
[null,7926,1.5633272952833395E-4,4.5733983565012541E-5,7.8166364764166971,2.2862041417882453,2.5148245559670701,39.083182382083486,11.431020708941226,12.574122779835349,78.166364764166971,22.862041417882452,25.148245559670698,{"$f":"Input!$F$21*C7936","v":15.633272952833394},{"$f":"Input!$F$21*D7936","v":4.5733983565012544},5.0307381921513805]
[null,7929,1.4583284858244903E-4,4.5733983565012541E-5,7.2916424291224518,2.2862041417882453,2.5148245559670701,36.458212145612258,11.431020708941226,12.574122779835349,72.916424291224516,22.862041417882452,25.148245559670698,{"$f":"Input!$F$21*C7939","v":14.583284858244904},{"$f":"Input!$F$21*D7939","v":4.5733983565012544},5.0307381921513805]
[null,7932,1.3673295176268204E-4,4.5733983565012541E-5,6.8366475881341024,2.2862041417882453,2.5148245559670701,34.183237940670509,11.431020708941226,12.574122779835349,68.366475881341017,22.862041417882452,25.148245559670698,{"$f":"Input!$F$21*C7942","v":13.673295176268205},{"$f":"Input!$F$21*D7942","v":4.5733983565012544},5.0307381921513805]
[null,7935,1.3743294382574105E-4,4.5733983565012541E-5,6.8716471912870523,2.2862041417882453,2.5148245559670701,34.358235956435266,11.431020708941226,12.574122779835349,68.716471912870531,22.862041417882452,25.148245559670698,{"$f":"Input!$F$21*C7945","v":13.743294382574105},{"$f":"Input!$F$21*D7945","v":4.5733983565012544},5.0307381921513805]
[null,7940,1.3463297557350504E-4,4.5733983565012541E-5,6.7316487786752521,2.2862041417882453,2.5148245559670701,33.658243893376259,11.431020708941226,12.574122779835349,67.316487786752518,22.862041417882452,25.148245559670698,{"$f":"Input!$F$21*C7950","v":13.463297557350504},{"$f":"Input!$F$21*D7950","v":4.5733983565012544},5.0307381921513805]
[null,7943,1.2973303113209209E-4,4.5733983565012541E-5,6.4866515566046044,2.2862041417882453,2.5148245559670701,32.433257783023024,11.431020708941226,12.574122779835349,64.866515566046047,22.862041417882452,25.148245559670698,{"$f":"Input!$F$21*C7953","v":12.973303113209209},{"$f":"Input!$F$21*D7953","v":4.5733983565012544},5.0307381921513805]
[null,7944,1.283330470059741E-4,4.5733983565012541E-5,6.4166523502987047,2.2862041417882453,2.5148245559670701,32.083261751493524,11.431020708941226,12.574122779835349,64.166523502987047,22.862041417882452,25.148245559670698,{"$f":"Input!$F$21*C7954","v":12.833304700597409},{"$f":"Input!$F$21*D7954","v":4.5733983565012544},5.0307381921513805]
[null,7947,1.2483308669067911E-4,4.5733983565012541E-5,6.2416543345339557,2.2862041417882453,2.5148245559670701,31.208271672669778,11.431020708941226,12.574122779835349,62.416543345339555,22.862041417882452,25.148245559670698,{"$f":"Input!$F$21*C7957","v":12.483308669067911},{"$f":"Input!$F$21*D7957","v":4.5733983565012544},5.0307381921513805]
[null,7951,1.2483308669067911E-4,4.5733983565012541E-5,6.2416543345339557,2.2862041417882453,2.5148245559670701,31.208271672669778,11.431020708941226,12.574122779835349,62.416543345339555,22.862041417882452,25.148245559670698,{"$f":"Input!$F$21*C7961","v":12.483308669067911},{"$f":"Input!$F$21*D7961","v":4.5733983565012544},5.0307381921513805]
[null,7954,1.241330946276201E-4,4.5733983565012541E-5,6.206654731381005,2.2862041417882453,2.5148245559670701,31.033273656905024,11.431020708941226,12.574122779835349,62.066547313810048,22.862041417882452,25.148245559670698,{"$f":"Input!$F$21*C7964","v":12.41330946276201},{"$f":"Input!$F$21*D7964","v":4.5733983565012544},5.0307381921513805]
[null,7956,1.2203311843844312E-4,4.5733983565012541E-5,6.1016559219221564,2.2862041417882453,2.5148245559670701,30.508279609610781,11.431020708941226,12.574122779835349,61.016559219221563,22.862041417882452,25.148245559670698,{"$f":"Input!$F$21*C7966","v":12.203311843844313},{"$f":"Input!$F$21*D7966","v":4.5733983565012544},5.0307381921513805]
[null,7962,1.2693306287985611E-4,4.5733983565012541E-5,6.3466531439928051,2.2862041417882453,2.5148245559670701,31.733265719964027,11.431020708941226,12.574122779835349,63.466531439928055,22.862041417882452,25.148245559670698,{"$f":"Input!$F$21*C7972","v":12.69330628798561},{"$f":"Input!$F$21*D7972","v":4.5733983565012544},5.0307381921513805]
[null,7965,1.2763305494291509E-4,4.5733983565012541E-5,6.381652747145754,2.2862041417882453,2.5148245559670701,31.908263735728774,11.431020708941226,12.574122779835349,63.816527471457547,22.862041417882452,25.148245559670698,{"$f":"Input!$F$21*C7975","v":12.763305494291508},{"$f":"Input!$F$21*D7975","v":4.5733983565012544},5.0307381921513805]
[null,7966,1.2973303113209209E-4,4.5733983565012541E-5,6.4866515566046044,2.2862041417882453,2.5148245559670701,32.433257783023024,11.431020708941226,12.574122779835349,64.866515566046047,22.862041417882452,25.148245559670698,{"$f":"Input!$F$21*C7976","v":12.973303113209209},{"$f":"Input!$F$21*D7976","v":4.5733983565012544},5.0307381921513805]
[null,7969,1.3603295969962304E-4,4.5733983565012541E-5,6.8016479849811518,2.2862041417882453,2.5148245559670701,34.008239924905759,11.431020708941226,12.574122779835349,68.016479849811518,22.862041417882452,25.148245559670698,{"$f":"Input!$F$21*C7979","v":13.603295969962304},{"$f":"Input!$F$21*D7979","v":4.5733983565012544},5.0307381921513805]
[null,7972,1.4373287239327203E-4,4.5733983565012541E-5,7.1866436196636014,2.2862041417882453,2.5148245559670701,35.933218098318008,11.431020708941226,12.574122779835349,71.866436196636016,22.862041417882452,25.148245559670698,{"$f":"Input!$F$21*C7982","v":14.373287239327203},{"$f":"Input!$F$21*D7982","v":4.5733983565012544},5.0307381921513805]
[null,7976,1.4303288033021302E-4,4.5733983565012541E-5,7.1516440165106507,2.2862041417882453,2.5148245559670701,35.758220082553258,11.431020708941226,12.574122779835349,71.516440165106516,22.862041417882452,25.148245559670698,{"$f":"Input!$F$21*C7986","v":14.303288033021301},{"$f":"Input!$F$21*D7986","v":4.5733983565012544},5.0307381921513805]
[null,7979,1.3813293588880004E-4,4.5733983565012541E-5,6.9066467944400021,2.2862041417882453,2.5148245559670701,34.533233972200009,11.431020708941226,12.574122779835349,69.066467944400017,22.862041417882452,25.148245559670698,{"$f":"Input!$F$21*C7989","v":13.813293588880004},{"$f":"Input!$F$21*D7989","v":4.5733983565012544},5.0307381921513805]
[null,7981,1.3603295969962304E-4,4.5733983565012541E-5,6.8016479849811518,2.2862041417882453,2.5148245559670701,34.008239924905759,11.431020708941226,12.574122779835349,68.016479849811518,22.862041417882452,25.148245559670698,{"$f":"Input!$F$21*C7991","v":13.603295969962304},{"$f":"Input!$F$21*D7991","v":4.5733983565012544},5.0307381921513805]
[null,7987,1.3953292001491803E-4,4.5733983565012541E-5,6.9766460007459017,2.2862041417882453,2.5148245559670701,34.883230003729508,11.431020708941226,12.574122779835349,69.766460007459017,22.862041417882452,25.148245559670698,{"$f":"Input!$F$21*C7997","v":13.953292001491803},{"$f":"Input!$F$21*D7997","v":4.5733983565012544},5.0307381921513805]
[null,7990,1.4163289620409503E-4,4.5733983565012541E-5,7.0816448102047511,2.2862041417882453,2.5148245559670701,35.408224051023758,11.431020708941226,12.574122779835349,70.816448102047516,22.862041417882452,25.148245559670698,{"$f":"Input!$F$21*C8000","v":14.163289620409502},{"$f":"Input!$F$21*D8000","v":4.5733983565012544},5.0307381921513805]
[null,7991,1.3883292795185905E-4,4.5733983565012541E-5,6.9416463975929519,2.2862041417882453,2.5148245559670701,34.708231987964759,11.431020708941226,12.574122779835349,69.416463975929517,22.862041417882452,25.148245559670698,{"$f":"Input!$F$21*C8001","v":13.883292795185904},{"$f":"Input!$F$21*D8001","v":4.5733983565012544},5.0307381921513805]
[null,7994,1.304330231951511E-4,4.5733983565012541E-5,6.521651159757555,2.2862041417882453,2.5148245559670701,32.608255798787773,11.431020708941226,12.574122779835349,65.216511597575547,22.862041417882452,25.148245559670698,{"$f":"Input!$F$21*C8004","v":13.04330231951511},{"$f":"Input!$F$21*D8004","v":4.5733983565012544},5.0307381921513805]
[null,7997,1.262330708167971E-4,4.5733983565012541E-5,6.3116535408398544,2.2862041417882453,2.5148245559670701,31.558267704199274,11.431020708941226,12.574122779835349,63.116535408398548,22.862041417882452,25.148245559670698,{"$f":"Input!$F$21*C8007","v":12.623307081679709},{"$f":"Input!$F$21*D8007","v":4.5733983565012544},5.0307381921513805]
[null,8001,1.2343310256456111E-4,4.5733983565012541E-5,{"$f":"$E$9*C8011","v":6.1716551282280561},2.2862041417882453,{"$f":"F8011*1.1","v":2.5148245559670701},{"$f":"$H$9*C8011","v":30.858275641140278},11.431020708941226,{"$f":"I8011*1.1","v":12.574122779835349},{"$f":"$K$9*C8011","v":61.716551282280555},22.862041417882452,{"$f":"L8011*1.1","v":25.148245559670698},{"$f":"Input!$F$21*C8011","v":12.343310256456112},{"$f":"Input!$F$21*D8011","v":4.5733983565012544},5.0307381921513805]
[null,8006,1.2133312637538414E-4,4.5733983565012541E-5,6.0666563187692066,2.2862041417882453,2.5148245559670701,30.333281593846035,11.431020708941226,12.574122779835349,60.66656318769207,22.862041417882452,25.148245559670698,{"$f":"Input!$F$21*C8016","v":12.133312637538413},{"$f":"Input!$F$21*D8016","v":4.5733983565012544},5.0307381921513805]
[null,8008,1.1993314224926614E-4,4.5733983565012541E-5,5.996657112463307,2.2862041417882453,2.5148245559670701,29.983285562316535,11.431020708941226,12.574122779835349,59.96657112463307,22.862041417882452,25.148245559670698,{"$f":"Input!$F$21*C8018","v":11.993314224926614},{"$f":"Input!$F$21*D8018","v":4.5733983565012544},5.0307381921513805]
[null,8012,1.1993314224926614E-4,4.5733983565012541E-5,5.996657112463307,2.2862041417882453,2.5148245559670701,29.983285562316535,11.431020708941226,12.574122779835349,59.96657112463307,22.862041417882452,25.148245559670698,{"$f":"Input!$F$21*C8022","v":11.993314224926614},{"$f":"Input!$F$21*D8022","v":4.5733983565012544},5.0307381921513805]
[null,8015,1.1503319780785315E-4,4.5733983565012541E-5,5.7516598903926575,2.2862041417882453,2.5148245559670701,28.758299451963289,11.431020708941226,12.574122779835349,57.516598903926578,22.862041417882452,25.148245559670698,{"$f":"Input!$F$21*C8025","v":11.503319780785315},{"$f":"Input!$F$21*D8025","v":4.5733983565012544},5.0307381921513805]
[null,8016,1.1223322955561718E-4,4.5733983565012541E-5,5.6116614777808591,2.2862041417882453,2.5148245559670701,28.058307388904296,11.431020708941226,12.574122779835349,56.116614777808593,22.862041417882452,25.148245559670698,{"$f":"Input!$F$21*C8026","v":11.223322955561718},{"$f":"Input!$F$21*D8026","v":4.5733983565012544},5.0307381921513805]
[null,8019,1.283330470059741E-4,4.5733983565012541E-5,6.4166523502987047,2.2862041417882453,2.5148245559670701,32.083261751493524,11.431020708941226,12.574122779835349,64.166523502987047,22.862041417882452,25.148245559670698,{"$f":"Input!$F$21*C8029","v":12.833304700597409},{"$f":"Input!$F$21*D8029","v":4.5733983565012544},5.0307381921513805]
[null,8022,1.304330231951511E-4,4.5733983565012541E-5,6.521651159757555,2.2862041417882453,2.5148245559670701,32.608255798787773,11.431020708941226,12.574122779835349,65.216511597575547,22.862041417882452,25.148245559670698,{"$f":"Input!$F$21*C8032","v":13.04330231951511},{"$f":"Input!$F$21*D8032","v":4.5733983565012544},5.0307381921513805]
[null,8027,1.2133312637538414E-4,4.5733983565012541E-5,6.0666563187692066,2.2862041417882453,2.5148245559670701,30.333281593846035,11.431020708941226,12.574122779835349,60.66656318769207,22.862041417882452,25.148245559670698,{"$f":"Input!$F$21*C8037","v":12.133312637538413},{"$f":"Input!$F$21*D8037","v":4.5733983565012544},5.0307381921513805]
[null,8030,1.1293322161867618E-4,4.5733983565012541E-5,5.6466610809338089,2.2862041417882453,2.5148245559670701,28.233305404669046,11.431020708941226,12.574122779835349,56.466610809338093,22.862041417882452,25.148245559670698,{"$f":"Input!$F$21*C8040","v":11.293322161867618},{"$f":"Input!$F$21*D8040","v":4.5733983565012544},5.0307381921513805]
[null,8034,1.1643318193397115E-4,4.5733983565012541E-5,5.8216590966985571,2.2862041417882453,2.5148245559670701,29.108295483492785,11.431020708941226,12.574122779835349,58.216590966985571,22.862041417882452,25.148245559670698,{"$f":"Input!$F$21*C8044","v":11.643318193397114},{"$f":"Input!$F$21*D8044","v":4.5733983565012544},5.0307381921513805]
[null,8037,1.2273311050150213E-4,4.5733983565012541E-5,6.1366555250751063,2.2862041417882453,2.5148245559670701,30.683277625375535,11.431020708941226,12.574122779835349,61.36655525075107,22.862041417882452,25.148245559670698,{"$f":"Input!$F$21*C8047","v":12.273311050150213},{"$f":"Input!$F$21*D8047","v":4.5733983565012544},5.0307381921513805]
[null,8040,1.2133312637538414E-4,4.5733983565012541E-5,6.0666563187692066,2.2862041417882453,2.5148245559670701,30.333281593846035,11.431020708941226,12.574122779835349,60.66656318769207,22.862041417882452,25.148245559670698,{"$f":"Input!$F$21*C8050","v":12.133312637538413},{"$f":"Input!$F$21*D8050","v":4.5733983565012544},5.0307381921513805]
[null,8041,1.2063313431232515E-4,4.5733983565012541E-5,6.0316567156162577,2.2862041417882453,2.5148245559670701,30.158283578081285,11.431020708941226,12.574122779835349,60.31656715616257,22.862041417882452,25.148245559670698,{"$f":"Input!$F$21*C8051","v":12.063313431232515},{"$f":"Input!$F$21*D8051","v":4.5733983565012544},5.0307381921513805]
[null,8044,1.2273311050150213E-4,4.5733983565012541E-5,6.1366555250751063,2.2862041417882453,2.5148245559670701,30.683277625375535,11.431020708941226,12.574122779835349,61.36655525075107,22.862041417882452,25.148245559670698,{"$f":"Input!$F$21*C8054","v":12.273311050150213},{"$f":"Input!$F$21*D8054","v":4.5733983565012544},5.0307381921513805]
[null,8047,1.241330946276201E-4,4.5733983565012541E-5,6.206654731381005,2.2862041417882453,2.5148245559670701,31.033273656905024,11.431020708941226,12.574122779835349,62.066547313810048,22.862041417882452,25.148245559670698,{"$f":"Input!$F$21*C8057","v":12.41330946276201},{"$f":"Input!$F$21*D8057","v":4.5733983565012544},5.0307381921513805]
[null,8052,1.2133312637538414E-4,4.5733983565012541E-5,6.0666563187692066,2.2862041417882453,2.5148245559670701,30.333281593846035,11.431020708941226,12.574122779835349,60.66656318769207,22.862041417882452,25.148245559670698,{"$f":"Input!$F$21*C8062","v":12.133312637538413},{"$f":"Input!$F$21*D8062","v":4.5733983565012544},5.0307381921513805]
[null,8055,1.1923315018620715E-4,4.5733983565012541E-5,5.9616575093103581,2.2862041417882453,2.5148245559670701,29.808287546551789,11.431020708941226,12.574122779835349,59.616575093103577,22.862041417882452,25.148245559670698,{"$f":"Input!$F$21*C8065","v":11.923315018620716},{"$f":"Input!$F$21*D8065","v":4.5733983565012544},5.0307381921513805]
[null,8059,1.2203311843844312E-4,4.5733983565012541E-5,6.1016559219221564,2.2862041417882453,2.5148245559670701,30.508279609610781,11.431020708941226,12.574122779835349,61.016559219221563,22.862041417882452,25.148245559670698,{"$f":"Input!$F$21*C8069","v":12.203311843844313},{"$f":"Input!$F$21*D8069","v":4.5733983565012544},5.0307381921513805]
[null,8062,1.3463297557350504E-4,4.5733983565012541E-5,6.7316487786752521,2.2862041417882453,2.5148245559670701,33.658243893376259,11.431020708941226,12.574122779835349,67.316487786752518,22.862041417882452,25.148245559670698,{"$f":"Input!$F$21*C8072","v":13.463297557350504},{"$f":"Input!$F$21*D8072","v":4.5733983565012544},5.0307381921513805]
[null,8065,1.3533296763656405E-4,4.5733983565012541E-5,{"$f":"$E$9*C8075","v":6.7666483818282028},2.2862041417882453,{"$f":"F8075*1.1","v":2.5148245559670701},{"$f":"$H$9*C8075","v":33.833241909141016},11.431020708941226,{"$f":"I8075*1.1","v":12.574122779835349},{"$f":"$K$9*C8075","v":67.666483818282032},22.862041417882452,{"$f":"L8075*1.1","v":25.148245559670698},{"$f":"Input!$F$21*C8075","v":13.533296763656406},{"$f":"Input!$F$21*D8075","v":4.5733983565012544},5.0307381921513805]
[null,8066,1.3673295176268204E-4,4.5733983565012541E-5,6.8366475881341024,2.2862041417882453,2.5148245559670701,34.183237940670509,11.431020708941226,12.574122779835349,68.366475881341017,22.862041417882452,25.148245559670698,{"$f":"Input!$F$21*C8076","v":13.673295176268205},{"$f":"Input!$F$21*D8076","v":4.5733983565012544},{"$f":"O8076*1.1","v":5.0307381921513805}]
[null,8069,1.3183300732126906E-4,4.5733983565012541E-5,6.5916503660634529,2.2862041417882453,2.5148245559670701,32.958251830317266,11.431020708941226,12.574122779835349,65.916503660634532,22.862041417882452,25.148245559670698,{"$f":"Input!$F$21*C8079","v":13.183300732126906},{"$f":"Input!$F$21*D8079","v":4.5733983565012544},5.0307381921513805]
[null,8073,1.2553307875373812E-4,4.5733983565012541E-5,6.2766539376869055,2.2862041417882453,2.5148245559670701,31.383269688434527,11.431020708941226,12.574122779835349,62.766539376869055,22.862041417882452,25.148245559670698,{"$f":"Input!$F$21*C8083","v":12.553307875373811},{"$f":"Input!$F$21*D8083","v":4.5733983565012544},5.0307381921513805]
[null,8077,1.2203311843844312E-4,4.5733983565012541E-5,6.1016559219221564,2.2862041417882453,2.5148245559670701,30.508279609610781,11.431020708941226,12.574122779835349,61.016559219221563,22.862041417882452,25.148245559670698,{"$f":"Input!$F$21*C8087","v":12.203311843844313},{"$f":"Input!$F$21*D8087","v":4.5733983565012544},5.0307381921513805]
[null,8080,1.2063313431232515E-4,4.5733983565012541E-5,6.0316567156162577,2.2862041417882453,2.5148245559670701,30.158283578081285,11.431020708941226,12.574122779835349,60.31656715616257,22.862041417882452,25.148245559670698,{"$f":"Input!$F$21*C8090","v":12.063313431232515},{"$f":"Input!$F$21*D8090","v":4.5733983565012544},5.0307381921513805]
[null,8084,1.241330946276201E-4,4.5733983565012541E-5,6.206654731381005,2.2862041417882453,2.5148245559670701,31.033273656905024,11.431020708941226,12.574122779835349,62.066547313810048,22.862041417882452,25.148245559670698,{"$f":"Input!$F$21*C8094","v":12.41330946276201},{"$f":"Input!$F$21*D8094","v":4.5733983565012544},5.0307381921513805]
[null,8087,1.262330708167971E-4,4.5733983565012541E-5,6.3116535408398544,2.2862041417882453,2.5148245559670701,31.558267704199274,11.431020708941226,12.574122779835349,63.116535408398548,22.862041417882452,25.148245559670698,{"$f":"Input!$F$21*C8097","v":12.623307081679709},{"$f":"Input!$F$21*D8097","v":4.5733983565012544},5.0307381921513805]
[null,8090,1.241330946276201E-4,4.5733983565012541E-5,6.206654731381005,2.2862041417882453,2.5148245559670701,31.033273656905024,11.431020708941226,12.574122779835349,62.066547313810048,22.862041417882452,25.148245559670698,{"$f":"Input!$F$21*C8100","v":12.41330946276201},{"$f":"Input!$F$21*D8100","v":4.5733983565012544},5.0307381921513805]
[null,8091,1.2343310256456111E-4,4.5733983565012541E-5,6.1716551282280561,2.2862041417882453,2.5148245559670701,30.858275641140278,11.431020708941226,12.574122779835349,61.716551282280555,22.862041417882452,25.148245559670698,{"$f":"Input!$F$21*C8101","v":12.343310256456112},{"$f":"Input!$F$21*D8101","v":4.5733983565012544},5.0307381921513805]
[null,8094,1.2273311050150213E-4,4.5733983565012541E-5,6.1366555250751063,2.2862041417882453,2.5148245559670701,30.683277625375535,11.431020708941226,12.574122779835349,61.36655525075107,22.862041417882452,25.148245559670698,{"$f":"Input!$F$21*C8104","v":12.273311050150213},{"$f":"Input!$F$21*D8104","v":4.5733983565012544},5.0307381921513805]
[null,8098,1.2203311843844312E-4,4.5733983565012541E-5,6.1016559219221564,2.2862041417882453,2.5148245559670701,30.508279609610781,11.431020708941226,12.574122779835349,61.016559219221563,22.862041417882452,25.148245559670698,{"$f":"Input!$F$21*C8108","v":12.203311843844313},{"$f":"Input!$F$21*D8108","v":4.5733983565012544},5.0307381921513805]
[null,8102,1.2133312637538414E-4,4.5733983565012541E-5,6.0666563187692066,2.2862041417882453,2.5148245559670701,30.333281593846035,11.431020708941226,12.574122779835349,60.66656318769207,22.862041417882452,25.148245559670698,{"$f":"Input!$F$21*C8112","v":12.133312637538413},{"$f":"Input!$F$21*D8112","v":4.5733983565012544},5.0307381921513805]
[null,8105,1.2693306287985611E-4,4.5733983565012541E-5,6.3466531439928051,2.2862041417882453,2.5148245559670701,31.733265719964027,11.431020708941226,12.574122779835349,63.466531439928055,22.862041417882452,25.148245559670698,{"$f":"Input!$F$21*C8115","v":12.69330628798561},{"$f":"Input!$F$21*D8115","v":4.5733983565012544},5.0307381921513805]
[null,8109,1.3183300732126906E-4,4.5733983565012541E-5,6.5916503660634529,2.2862041417882453,2.5148245559670701,32.958251830317266,11.431020708941226,12.574122779835349,65.916503660634532,22.862041417882452,25.148245559670698,{"$f":"Input!$F$21*C8119","v":13.183300732126906},{"$f":"Input!$F$21*D8119","v":4.5733983565012544},5.0307381921513805]
[null,8112,1.325329993843281E-4,4.5733983565012541E-5,6.6266499692164045,2.2862041417882453,2.5148245559670701,33.133249846082023,11.431020708941226,12.574122779835349,66.266499692164047,22.862041417882452,25.148245559670698,{"$f":"Input!$F$21*C8122","v":13.253299938432809},{"$f":"Input!$F$21*D8122","v":4.5733983565012544},5.0307381921513805]
[null,8115,1.3323299144738705E-4,4.5733983565012541E-5,6.6616495723693525,2.2862041417882453,2.5148245559670701,33.308247861846766,11.431020708941226,12.574122779835349,66.616495723693532,22.862041417882452,25.148245559670698,{"$f":"Input!$F$21*C8125","v":13.323299144738705},{"$f":"Input!$F$21*D8125","v":4.5733983565012544},5.0307381921513805]
[null,8116,1.3323299144738705E-4,4.5733983565012541E-5,6.6616495723693525,2.2862041417882453,2.5148245559670701,33.308247861846766,11.431020708941226,12.574122779835349,66.616495723693532,22.862041417882452,25.148245559670698,{"$f":"Input!$F$21*C8126","v":13.323299144738705},{"$f":"Input!$F$21*D8126","v":4.5733983565012544},5.0307381921513805]
[null,8119,1.325329993843281E-4,4.5733983565012541E-5,6.6266499692164045,2.2862041417882453,2.5148245559670701,33.133249846082023,11.431020708941226,12.574122779835349,66.266499692164047,22.862041417882452,25.148245559670698,{"$f":"Input!$F$21*C8129","v":13.253299938432809},{"$f":"Input!$F$21*D8129","v":4.5733983565012544},5.0307381921513805]
[null,8124,1.4303288033021302E-4,4.5733983565012541E-5,7.1516440165106507,2.2862041417882453,2.5148245559670701,35.758220082553258,11.431020708941226,12.574122779835349,71.516440165106516,22.862041417882452,25.148245559670698,{"$f":"Input!$F$21*C8134","v":14.303288033021301},{"$f":"Input!$F$21*D8134","v":4.5733983565012544},5.0307381921513805]
[null,8127,1.3463297557350504E-4,4.5733983565012541E-5,6.7316487786752521,2.2862041417882453,2.5148245559670701,33.658243893376259,11.431020708941226,12.574122779835349,67.316487786752518,22.862041417882452,25.148245559670698,{"$f":"Input!$F$21*C8137","v":13.463297557350504},{"$f":"Input!$F$21*D8137","v":4.5733983565012544},5.0307381921513805]
[null,8130,1.5143278508692097E-4,4.5733983565012541E-5,7.5716392543460485,2.2862041417882453,2.5148245559670701,37.858196271730243,11.431020708941226,12.574122779835349,75.716392543460486,22.862041417882452,25.148245559670698,{"$f":"Input!$F$21*C8140","v":15.143278508692097},{"$f":"Input!$F$21*D8140","v":4.5733983565012544},{"$f":"O8140*1.1","v":5.0307381921513805}]
[null,8134,1.4373287239327203E-4,4.5733983565012541E-5,7.1866436196636014,2.2862041417882453,2.5148245559670701,35.933218098318008,11.431020708941226,12.574122779835349,71.866436196636016,22.862041417882452,25.148245559670698,{"$f":"Input!$F$21*C8144","v":14.373287239327203},{"$f":"Input!$F$21*D8144","v":4.5733983565012544},5.0307381921513805]
[null,8137,1.5423275333915695E-4,4.5733983565012541E-5,7.7116376669578477,2.2862041417882453,2.5148245559670701,38.558188334789236,11.431020708941226,12.574122779835349,77.116376669578472,22.862041417882452,25.148245559670698,{"$f":"Input!$F$21*C8147","v":15.423275333915695},{"$f":"Input!$F$21*D8147","v":4.5733983565012544},5.0307381921513805]
[null,8138,1.5633272952833395E-4,4.5733983565012541E-5,7.8166364764166971,2.2862041417882453,2.5148245559670701,39.083182382083486,11.431020708941226,12.574122779835349,78.166364764166971,22.862041417882452,25.148245559670698,{"$f":"Input!$F$21*C8148","v":15.633272952833394},{"$f":"Input!$F$21*D8148","v":4.5733983565012544},5.0307381921513805]
[null,8144,1.4793282477162597E-4,4.5733983565012541E-5,7.3966412385812985,2.2862041417882453,2.5148245559670701,36.983206192906493,11.431020708941226,12.574122779835349,73.966412385812987,22.862041417882452,25.148245559670698,{"$f":"Input!$F$21*C8154","v":14.793282477162597},{"$f":"Input!$F$21*D8154","v":4.5733983565012544},5.0307381921513805]
[null,8145,1.5563273746527491E-4,4.5733983565012541E-5,7.7816368732637455,2.2862041417882453,2.5148245559670701,38.908184366318729,11.431020708941226,12.574122779835349,77.816368732637457,22.862041417882452,25.148245559670698,{"$f":"Input!$F$21*C8155","v":15.563273746527491},{"$f":"Input!$F$21*D8155","v":4.5733983565012544},5.0307381921513805]
[null,8149,1.4583284858244903E-4,4.5733983565012541E-5,7.2916424291224518,2.2862041417882453,2.5148245559670701,36.458212145612258,11.431020708941226,12.574122779835349,72.916424291224516,22.862041417882452,25.148245559670698,{"$f":"Input!$F$21*C8159","v":14.583284858244904},{"$f":"Input!$F$21*D8159","v":4.5733983565012544},5.0307381921513805]
[null,8152,1.5003280096080297E-4,4.5733983565012541E-5,7.5016400480401488,2.2862041417882453,2.5148245559670701,37.508200240200743,11.431020708941226,12.574122779835349,75.016400480401487,22.862041417882452,25.148245559670698,{"$f":"Input!$F$21*C8162","v":15.003280096080298},{"$f":"Input!$F$21*D8162","v":4.5733983565012544},5.0307381921513805]
[null,8155,1.689325866633959E-4,4.5733983565012541E-5,8.4466293331697955,2.2862041417882453,2.5148245559670701,42.233146665848977,11.431020708941226,12.574122779835349,84.466293331697955,22.862041417882452,25.148245559670698,{"$f":"Input!$F$21*C8165","v":16.893258666339591},{"$f":"Input!$F$21*D8165","v":4.5733983565012544},5.0307381921513805]
[null,8159,1.5283276921303896E-4,4.5733983565012541E-5,7.6416384606519481,2.2862041417882453,2.5148245559670701,38.208192303259736,11.431020708941226,12.574122779835349,76.416384606519472,22.862041417882452,25.148245559670698,{"$f":"Input!$F$21*C8169","v":15.283276921303896},{"$f":"Input!$F$21*D8169","v":4.5733983565012544},5.0307381921513805]
[null,8162,1.605326819066879E-4,4.5733983565012541E-5,8.0266340953343942,2.2862041417882453,2.5148245559670701,40.133170476671971,11.431020708941226,12.574122779835349,80.266340953343942,22.862041417882452,25.148245559670698,{"$f":"Input!$F$21*C8172","v":16.053268190668788},{"$f":"Input!$F$21*D8172","v":4.5733983565012544},5.0307381921513805]
[null,8163,1.668326104742189E-4,4.5733983565012541E-5,8.3416305237109452,2.2862041417882453,2.5148245559670701,41.708152618554728,11.431020708941226,12.574122779835349,83.416305237109455,22.862041417882452,25.148245559670698,{"$f":"Input!$F$21*C8173","v":16.68326104742189},{"$f":"Input!$F$21*D8173","v":4.5733983565012544},5.0307381921513805]
[null,8169,1.689325866633959E-4,4.5733983565012541E-5,8.4466293331697955,2.2862041417882453,2.5148245559670701,42.233146665848977,11.431020708941226,12.574122779835349,84.466293331697955,22.862041417882452,25.148245559670698,{"$f":"Input!$F$21*C8179","v":16.893258666339591},{"$f":"Input!$F$21*D8179","v":4.5733983565012544},5.0307381921513805]
[null,8170,1.668326104742189E-4,4.5733983565012541E-5,8.3416305237109452,2.2862041417882453,2.5148245559670701,41.708152618554728,11.431020708941226,12.574122779835349,83.416305237109455,22.862041417882452,25.148245559670698,{"$f":"Input!$F$21*C8180","v":16.68326104742189},{"$f":"Input!$F$21*D8180","v":4.5733983565012544},5.0307381921513805]
[null,8174,1.4793282477162597E-4,4.5733983565012541E-5,7.3966412385812985,2.2862041417882453,2.5148245559670701,36.983206192906493,11.431020708941226,12.574122779835349,73.966412385812987,22.862041417882452,25.148245559670698,{"$f":"Input!$F$21*C8184","v":14.793282477162597},{"$f":"Input!$F$21*D8184","v":4.5733983565012544},5.0307381921513805]
[null,8177,1.6193266603280591E-4,4.5733983565012541E-5,8.0966333016402956,2.2862041417882453,2.5148245559670701,40.483166508201478,11.431020708941226,12.574122779835349,80.966333016402956,22.862041417882452,25.148245559670698,{"$f":"Input!$F$21*C8187","v":16.193266603280591},{"$f":"Input!$F$21*D8187","v":4.5733983565012544},5.0307381921513805]
[null,8181,1.605326819066879E-4,4.5733983565012541E-5,8.0266340953343942,2.2862041417882453,2.5148245559670701,40.133170476671971,11.431020708941226,12.574122779835349,80.266340953343942,22.862041417882452,25.148245559670698,{"$f":"Input!$F$21*C8191","v":16.053268190668788},{"$f":"Input!$F$21*D8191","v":4.5733983565012544},5.0307381921513805]
[null,8184,1.7313253904174984E-4,4.5733983565012541E-5,8.6566269520874926,2.2862041417882453,2.5148245559670701,43.283134760437463,11.431020708941226,12.574122779835349,86.566269520874926,22.862041417882452,25.148245559670698,{"$f":"Input!$F$21*C8194","v":17.313253904174985},{"$f":"Input!$F$21*D8194","v":4.5733983565012544},5.0307381921513805]
[null,8187,1.8923235649210676E-4,4.5733983565012541E-5,9.4616178246053373,2.2862041417882453,2.5148245559670701,47.30808912302669,11.431020708941226,12.574122779835349,94.61617824605338,22.862041417882452,25.148245559670698,{"$f":"Input!$F$21*C8197","v":18.923235649210675},{"$f":"Input!$F$21*D8197","v":4.5733983565012544},5.0307381921513805]
[null,8190,1.9063234061822475E-4,4.5733983565012541E-5,9.5316170309112369,2.2862041417882453,2.5148245559670701,47.65808515455619,11.431020708941226,12.574122779835349,95.31617030911238,22.862041417882452,25.148245559670698,{"$f":"Input!$F$21*C8200","v":19.063234061822474},{"$f":"Input!$F$21*D8200","v":4.5733983565012544},5.0307381921513805]
[null,8192,1.8503240411375276E-4,4.5733983565012541E-5,9.2516202056876384,2.2862041417882453,2.5148245559670701,46.25810102843819,11.431020708941226,12.574122779835349,92.516202056876381,22.862041417882452,25.148245559670698,{"$f":"Input!$F$21*C8202","v":18.503240411375277},{"$f":"Input!$F$21*D8202","v":4.5733983565012544},5.0307381921513805]
[null,8195,1.7453252316786783E-4,4.5733983565012541E-5,8.7266261583933922,2.2862041417882453,2.5148245559670701,43.633130791966956,11.431020708941226,12.574122779835349,87.266261583933911,22.862041417882452,25.148245559670698,{"$f":"Input!$F$21*C8205","v":17.453252316786784},{"$f":"Input!$F$21*D8205","v":4.5733983565012544},5.0307381921513805]
[null,8199,1.5773271365445191E-4,4.5733983565012541E-5,7.8866356827225959,2.2862041417882453,2.5148245559670701,39.433178413612978,11.431020708941226,12.574122779835349,78.866356827225957,22.862041417882452,25.148245559670698,{"$f":"Input!$F$21*C8209","v":15.773271365445192},{"$f":"Input!$F$21*D8209","v":4.5733983565012544},5.0307381921513805]
[null,8202,1.6753260253727788E-4,4.5733983565012541E-5,8.3766301268638941,2.2862041417882453,2.5148245559670701,41.88315063431947,11.431020708941226,12.574122779835349,83.766301268638941,22.862041417882452,25.148245559670698,{"$f":"Input!$F$21*C8212","v":16.753260253727788},{"$f":"Input!$F$21*D8212","v":4.5733983565012544},5.0307381921513805]
[null,8206,1.8153244379845782E-4,4.5733983565012541E-5,9.0766221899228903,2.2862041417882453,2.5148245559670701,45.383110949614455,11.431020708941226,12.574122779835349,90.76622189922891,22.862041417882452,25.148245559670698,{"$f":"Input!$F$21*C8216","v":18.153244379845781},{"$f":"Input!$F$21*D8216","v":4.5733983565012544},5.0307381921513805]
[null,8209,1.6823259460033689E-4,4.5733983565012541E-5,8.4116297300168448,2.2862041417882453,2.5148245559670701,42.05814865008422,11.431020708941226,12.574122779835349,84.116297300168441,22.862041417882452,25.148245559670698,{"$f":"Input!$F$21*C8219","v":16.82325946003369},{"$f":"Input!$F$21*D8219","v":4.5733983565012544},5.0307381921513805]
[null,8212,1.6753260253727788E-4,4.5733983565012541E-5,8.3766301268638941,2.2862041417882453,2.5148245559670701,41.88315063431947,11.431020708941226,12.574122779835349,83.766301268638941,22.862041417882452,25.148245559670698,{"$f":"Input!$F$21*C8222","v":16.753260253727788},{"$f":"Input!$F$21*D8222","v":4.5733983565012544},5.0307381921513805]
[null,8215,1.612326739697469E-4,4.5733983565012541E-5,8.0616336984873449,2.2862041417882453,2.5148245559670701,40.308168492436728,11.431020708941226,12.574122779835349,80.616336984873456,22.862041417882452,25.148245559670698,{"$f":"Input!$F$21*C8225","v":16.12326739697469},{"$f":"Input!$F$21*D8225","v":4.5733983565012544},5.0307381921513805]
[null,8217,1.5773271365445191E-4,4.5733983565012541E-5,7.8866356827225959,2.2862041417882453,2.5148245559670701,39.433178413612978,11.431020708941226,12.574122779835349,78.866356827225957,22.862041417882452,25.148245559670698,{"$f":"Input!$F$21*C8227","v":15.773271365445192},{"$f":"Input!$F$21*D8227","v":4.5733983565012544},5.0307381921513805]
[null,8220,1.5493274540221596E-4,4.5733983565012541E-5,7.7466372701107975,2.2862041417882453,2.5148245559670701,38.733186350553993,11.431020708941226,12.574122779835349,77.466372701107986,22.862041417882452,25.148245559670698,{"$f":"Input!$F$21*C8230","v":15.493274540221595},{"$f":"Input!$F$21*D8230","v":4.5733983565012544},5.0307381921513805]
[null,8224,1.4163289620409503E-4,4.5733983565012541E-5,7.0816448102047511,2.2862041417882453,2.5148245559670701,35.408224051023758,11.431020708941226,12.574122779835349,70.816448102047516,22.862041417882452,25.148245559670698,{"$f":"Input!$F$21*C8234","v":14.163289620409502},{"$f":"Input!$F$21*D8234","v":4.5733983565012544},5.0307381921513805]
[null,8227,1.4443286445633098E-4,4.5733983565012541E-5,7.2216432228165495,2.2862041417882453,2.5148245559670701,36.108216114082744,11.431020708941226,12.574122779835349,72.216432228165488,22.862041417882452,25.148245559670698,{"$f":"Input!$F$21*C8237","v":14.443286445633099},{"$f":"Input!$F$21*D8237","v":4.5733983565012544},5.0307381921513805]
[null,8231,1.4583284858244903E-4,4.5733983565012541E-5,7.2916424291224518,2.2862041417882453,2.5148245559670701,36.458212145612258,11.431020708941226,12.574122779835349,72.916424291224516,22.862041417882452,25.148245559670698,{"$f":"Input!$F$21*C8241","v":14.583284858244904},{"$f":"Input!$F$21*D8241","v":4.5733983565012544},5.0307381921513805]
[null,8234,1.647326342850419E-4,4.5733983565012541E-5,8.2366317142520948,2.2862041417882453,2.5148245559670701,41.183158571260471,11.431020708941226,12.574122779835349,82.366317142520941,22.862041417882452,25.148245559670698,{"$f":"Input!$F$21*C8244","v":16.47326342850419},{"$f":"Input!$F$21*D8244","v":4.5733983565012544},5.0307381921513805]
[null,8236,1.668326104742189E-4,4.5733983565012541E-5,8.3416305237109452,2.2862041417882453,2.5148245559670701,41.708152618554728,11.431020708941226,12.574122779835349,83.416305237109455,22.862041417882452,25.148245559670698,{"$f":"Input!$F$21*C8246","v":16.68326104742189},{"$f":"Input!$F$21*D8246","v":4.5733983565012544},5.0307381921513805]
[null,8239,1.7733249142010382E-4,4.5733983565012541E-5,8.8666245710051914,2.2862041417882453,2.5148245559670701,44.333122855025955,11.431020708941226,12.574122779835349,88.666245710051911,22.862041417882452,25.148245559670698,{"$f":"Input!$F$21*C8249","v":17.733249142010383},{"$f":"Input!$F$21*D8249","v":4.5733983565012544},5.0307381921513805]
[null,8242,1.8853236442904775E-4,4.5733983565012541E-5,9.4266182214523866,2.2862041417882453,2.5148245559670701,47.13309110726194,11.431020708941226,12.574122779835349,94.26618221452388,22.862041417882452,25.148245559670698,{"$f":"Input!$F$21*C8252","v":18.853236442904773},{"$f":"Input!$F$21*D8252","v":4.5733983565012544},5.0307381921513805]
[null,8246,1.7663249935704484E-4,4.5733983565012541E-5,8.8316249678522425,2.2862041417882453,2.5148245559670701,44.158124839261205,11.431020708941226,12.574122779835349,88.316249678522411,22.862041417882452,25.148245559670698,{"$f":"Input!$F$21*C8256","v":17.663249935704485},{"$f":"Input!$F$21*D8256","v":4.5733983565012544},5.0307381921513805]
[null,8249,1.7523251523092684E-4,4.5733983565012541E-5,8.7616257615463429,2.2862041417882453,2.5148245559670701,43.808128807731713,11.431020708941226,12.574122779835349,87.616257615463425,22.862041417882452,25.148245559670698,{"$f":"Input!$F$21*C8259","v":17.523251523092686},{"$f":"Input!$F$21*D8259","v":4.5733983565012544},5.0307381921513805]
[null,8252,1.7383253110480885E-4,4.5733983565012541E-5,8.6916265552404433,2.2862041417882453,2.5148245559670701,43.458132776202213,11.431020708941226,12.574122779835349,86.916265552404425,22.862041417882452,25.148245559670698,{"$f":"Input!$F$21*C8262","v":17.383253110480887},{"$f":"Input!$F$21*D8262","v":4.5733983565012544},5.0307381921513805]
[null,8256,1.7173255491563185E-4,4.5733983565012541E-5,8.5866277457815929,2.2862041417882453,2.5148245559670701,42.933138728907963,11.431020708941226,12.574122779835349,85.866277457815926,22.862041417882452,25.148245559670698,{"$f":"Input!$F$21*C8266","v":17.173255491563186},{"$f":"Input!$F$21*D8266","v":4.5733983565012544},5.0307381921513805]
[null,8257,1.7453252316786783E-4,4.5733983565012541E-5,{"$f":"$E$9*C8267","v":8.7266261583933922},2.2862041417882453,{"$f":"F8267*1.1","v":2.5148245559670701},{"$f":"$H$9*C8267","v":43.633130791966956},11.431020708941226,{"$f":"I8267*1.1","v":12.574122779835349},{"$f":"$K$9*C8267","v":87.266261583933911},22.862041417882452,{"$f":"L8267*1.1","v":25.148245559670698},{"$f":"Input!$F$21*C8267","v":17.453252316786784},{"$f":"Input!$F$21*D8267","v":4.5733983565012544},5.0307381921513805]
[null,8261,1.8293242792457581E-4,4.5733983565012541E-5,9.1466213962287899,2.2862041417882453,2.5148245559670701,45.733106981143955,11.431020708941226,12.574122779835349,91.46621396228791,22.862041417882452,25.148245559670698,{"$f":"Input!$F$21*C8271","v":18.29324279245758},{"$f":"Input!$F$21*D8271","v":4.5733983565012544},5.0307381921513805]
[null,8262,1.8643238823987077E-4,4.5733983565012541E-5,9.3216194119935381,2.2862041417882453,2.5148245559670701,46.60809705996769,11.431020708941226,12.574122779835349,93.216194119935381,22.862041417882452,25.148245559670698,{"$f":"Input!$F$21*C8272","v":18.643238823987076},{"$f":"Input!$F$21*D8272","v":4.5733983565012544},5.0307381921513805]
[null,8263,1.8853236442904775E-4,4.5733983565012541E-5,9.4266182214523866,2.2862041417882453,2.5148245559670701,47.13309110726194,11.431020708941226,12.574122779835349,94.26618221452388,22.862041417882452,25.148245559670698,{"$f":"Input!$F$21*C8273","v":18.853236442904773},{"$f":"Input!$F$21*D8273","v":4.5733983565012544},5.0307381921513805]
[null,8264,1.8993234855516577E-4,4.5733983565012541E-5,9.496617427758288,2.2862041417882453,2.5148245559670701,47.48308713879144,11.431020708941226,12.574122779835349,94.96617427758288,22.862041417882452,25.148245559670698,{"$f":"Input!$F$21*C8274","v":18.993234855516576},{"$f":"Input!$F$21*D8274","v":4.5733983565012544},5.0307381921513805]
[null,8265,1.9343230887046076E-4,4.5733983565012541E-5,9.6716154435230379,2.2862041417882453,2.5148245559670701,48.35807721761519,11.431020708941226,12.574122779835349,96.716154435230379,22.862041417882452,25.148245559670698,{"$f":"Input!$F$21*C8275","v":19.343230887046076},{"$f":"Input!$F$21*D8275","v":4.5733983565012544},5.0307381921513805]
[null,8266,1.9273231680740175E-4,4.5733983565012541E-5,9.6366158403700872,2.2862041417882453,2.5148245559670701,48.18307920185044,11.431020708941226,12.574122779835349,96.366158403700879,22.862041417882452,25.148245559670698,{"$f":"Input!$F$21*C8276","v":19.273231680740174},{"$f":"Input!$F$21*D8276","v":4.5733983565012544},5.0307381921513805]
[null,8267,1.9133233268128376E-4,4.5733983565012541E-5,9.5666166340641876,2.2862041417882453,2.5148245559670701,47.83308317032094,11.431020708941226,12.574122779835349,95.66616634064188,22.862041417882452,25.148245559670698,{"$f":"Input!$F$21*C8277","v":19.133233268128375},{"$f":"Input!$F$21*D8277","v":4.5733983565012544},5.0307381921513805]
[null,8268,1.9343230887046076E-4,4.5733983565012541E-5,9.6716154435230379,2.2862041417882453,2.5148245559670701,48.35807721761519,11.431020708941226,12.574122779835349,96.716154435230379,22.862041417882452,25.148245559670698,{"$f":"Input!$F$21*C8278","v":19.343230887046076},{"$f":"Input!$F$21*D8278","v":4.5733983565012544},5.0307381921513805]
[null,8269,1.9343230887046076E-4,4.5733983565012541E-5,9.6716154435230379,2.2862041417882453,2.5148245559670701,48.35807721761519,11.431020708941226,12.574122779835349,96.716154435230379,22.862041417882452,25.148245559670698,{"$f":"Input!$F$21*C8279","v":19.343230887046076},{"$f":"Input!$F$21*D8279","v":4.5733983565012544},5.0307381921513805]
[null,8270,1.9413230093351974E-4,4.5733983565012541E-5,9.7066150466759868,2.2862041417882453,2.5148245559670701,48.533075233379932,11.431020708941226,12.574122779835349,97.066150466759865,22.862041417882452,25.148245559670698,{"$f":"Input!$F$21*C8280","v":19.413230093351974},{"$f":"Input!$F$21*D8280","v":4.5733983565012544},5.0307381921513805]
[null,8271,1.9413230093351974E-4,4.5733983565012541E-5,9.7066150466759868,2.2862041417882453,2.5148245559670701,48.533075233379932,11.431020708941226,12.574122779835349,97.066150466759865,22.862041417882452,25.148245559670698,{"$f":"Input!$F$21*C8281","v":19.413230093351974},{"$f":"Input!$F$21*D8281","v":4.5733983565012544},5.0307381921513805]
[null,8272,1.955322850596377E-4,4.5733983565012541E-5,9.7766142529818847,2.2862041417882453,2.5148245559670701,48.883071264909425,11.431020708941226,12.574122779835349,97.76614252981885,22.862041417882452,25.148245559670698,{"$f":"Input!$F$21*C8282","v":19.553228505963769},{"$f":"Input!$F$21*D8282","v":4.5733983565012544},5.0307381921513805]
[null,8273,1.9903224537493269E-4,4.5733983565012541E-5,9.9516122687466346,2.2862041417882453,2.5148245559670701,49.758061343733175,11.431020708941226,12.574122779835349,99.51612268746635,22.862041417882452,25.148245559670698,{"$f":"Input!$F$21*C8283","v":19.903224537493269},{"$f":"Input!$F$21*D8283","v":4.5733983565012544},5.0307381921513805]
[null,8274,2.0043222950105071E-4,4.5733983565012541E-5,10.021611475052536,2.2862041417882453,2.5148245559670701,50.108057375262675,11.431020708941226,12.574122779835349,100.21611475052535,22.862041417882452,25.148245559670698,{"$f":"Input!$F$21*C8284","v":20.043222950105072},{"$f":"Input!$F$21*D8284","v":4.5733983565012544},5.0307381921513805]
[null,8275,2.0043222950105071E-4,4.5733983565012541E-5,10.021611475052536,2.2862041417882453,2.5148245559670701,50.108057375262675,11.431020708941226,12.574122779835349,100.21611475052535,22.862041417882452,25.148245559670698,{"$f":"Input!$F$21*C8285","v":20.043222950105072},{"$f":"Input!$F$21*D8285","v":4.5733983565012544},5.0307381921513805]
[null,8276,2.011322215641097E-4,4.5733983565012541E-5,10.056611078205485,2.2862041417882453,2.5148245559670701,50.283055391027425,11.431020708941226,12.574122779835349,100.56611078205485,22.862041417882452,25.148245559670698,{"$f":"Input!$F$21*C8286","v":20.11322215641097},{"$f":"Input!$F$21*D8286","v":4.5733983565012544},5.0307381921513805]
[null,8277,1.997322374379917E-4,4.5733983565012541E-5,9.9866118718995853,2.2862041417882453,2.5148245559670701,49.933059359497925,11.431020708941226,12.574122779835349,99.86611871899585,22.862041417882452,25.148245559670698,{"$f":"Input!$F$21*C8287","v":19.973223743799171},{"$f":"Input!$F$21*D8287","v":4.5733983565012544},5.0307381921513805]
[null,8278,1.976322612488147E-4,4.5733983565012541E-5,9.881613062440735,2.2862041417882453,2.5148245559670701,49.408065312203675,11.431020708941226,12.574122779835349,98.81613062440735,22.862041417882452,25.148245559670698,{"$f":"Input!$F$21*C8288","v":19.76322612488147},{"$f":"Input!$F$21*D8288","v":4.5733983565012544},5.0307381921513805]
[null,8279,1.976322612488147E-4,4.5733983565012541E-5,9.881613062440735,2.2862041417882453,2.5148245559670701,49.408065312203675,11.431020708941226,12.574122779835349,98.81613062440735,22.862041417882452,25.148245559670698,{"$f":"Input!$F$21*C8289","v":19.76322612488147},{"$f":"Input!$F$21*D8289","v":4.5733983565012544},5.0307381921513805]
[null,8280,1.9623227712269674E-4,4.5733983565012541E-5,9.8116138561348372,2.2862041417882453,2.5148245559670701,49.058069280674182,11.431020708941226,12.574122779835349,98.116138561348365,22.862041417882452,25.148245559670698,{"$f":"Input!$F$21*C8290","v":19.623227712269674},{"$f":"Input!$F$21*D8290","v":4.5733983565012544},5.0307381921513805]
[null,8281,1.9483229299657875E-4,4.5733983565012541E-5,9.7416146498289375,2.2862041417882453,2.5148245559670701,48.708073249144689,11.431020708941226,12.574122779835349,97.416146498289379,22.862041417882452,25.148245559670698,{"$f":"Input!$F$21*C8291","v":19.483229299657875},{"$f":"Input!$F$21*D8291","v":4.5733983565012544},5.0307381921513805]
[null,8282,1.955322850596377E-4,4.5733983565012541E-5,9.7766142529818847,2.2862041417882453,2.5148245559670701,48.883071264909425,11.431020708941226,12.574122779835349,97.76614252981885,22.862041417882452,25.148245559670698,{"$f":"Input!$F$21*C8292","v":19.553228505963769},{"$f":"Input!$F$21*D8292","v":4.5733983565012544},5.0307381921513805]
[null,8283,1.9693226918575575E-4,4.5733983565012541E-5,9.8466134592877879,2.2862041417882453,2.5148245559670701,49.233067296438939,11.431020708941226,12.574122779835349,98.466134592877879,22.862041417882452,25.148245559670698,{"$f":"Input!$F$21*C8293","v":19.693226918575576},{"$f":"Input!$F$21*D8293","v":4.5733983565012544},5.0307381921513805]
[null,8284,1.9413230093351974E-4,4.5733983565012541E-5,9.7066150466759868,2.2862041417882453,2.5148245559670701,48.533075233379932,11.431020708941226,12.574122779835349,97.066150466759865,22.862041417882452,25.148245559670698,{"$f":"Input!$F$21*C8294","v":19.413230093351974},{"$f":"Input!$F$21*D8294","v":4.5733983565012544},5.0307381921513805]
[null,8285,1.8643238823987077E-4,4.5733983565012541E-5,9.3216194119935381,2.2862041417882453,2.5148245559670701,46.60809705996769,11.431020708941226,12.574122779835349,93.216194119935381,22.862041417882452,25.148245559670698,{"$f":"Input!$F$21*C8295","v":18.643238823987076},{"$f":"Input!$F$21*D8295","v":4.5733983565012544},5.0307381921513805]
[null,8286,1.8223243586151677E-4,4.5733983565012541E-5,9.1116217930758392,2.2862041417882453,2.5148245559670701,45.558108965379191,11.431020708941226,12.574122779835349,91.116217930758381,22.862041417882452,25.148245559670698,{"$f":"Input!$F$21*C8296","v":18.223243586151678},{"$f":"Input!$F$21*D8296","v":4.5733983565012544},5.0307381921513805]
[null,8287,1.8363241998763476E-4,4.5733983565012541E-5,9.1816209993817388,2.2862041417882453,2.5148245559670701,45.908104996908691,11.431020708941226,12.574122779835349,91.816209993817381,22.862041417882452,25.148245559670698,{"$f":"Input!$F$21*C8297","v":18.363241998763478},{"$f":"Input!$F$21*D8297","v":4.5733983565012544},5.0307381921513805]
[null,8288,1.8503240411375276E-4,4.5733983565012541E-5,9.2516202056876384,2.2862041417882453,2.5148245559670701,46.25810102843819,11.431020708941226,12.574122779835349,92.516202056876381,22.862041417882452,25.148245559670698,{"$f":"Input!$F$21*C8298","v":18.503240411375277},{"$f":"Input!$F$21*D8298","v":4.5733983565012544},5.0307381921513805]
[null,8289,1.8503240411375276E-4,4.5733983565012541E-5,9.2516202056876384,2.2862041417882453,2.5148245559670701,46.25810102843819,11.431020708941226,12.574122779835349,92.516202056876381,22.862041417882452,25.148245559670698,{"$f":"Input!$F$21*C8299","v":18.503240411375277},{"$f":"Input!$F$21*D8299","v":4.5733983565012544},5.0307381921513805]
[null,8290,1.8713238030292976E-4,4.5733983565012541E-5,9.356619015146487,2.2862041417882453,2.5148245559670701,46.78309507573244,11.431020708941226,12.574122779835349,93.56619015146488,22.862041417882452,25.148245559670698,{"$f":"Input!$F$21*C8300","v":18.713238030292974},{"$f":"Input!$F$21*D8300","v":4.5733983565012544},5.0307381921513805]
[null,8291,1.8923235649210676E-4,4.5733983565012541E-5,9.4616178246053373,2.2862041417882453,2.5148245559670701,47.30808912302669,11.431020708941226,12.574122779835349,94.61617824605338,22.862041417882452,25.148245559670698,{"$f":"Input!$F$21*C8301","v":18.923235649210675},{"$f":"Input!$F$21*D8301","v":4.5733983565012544},5.0307381921513805]
[null,8292,1.8853236442904775E-4,4.5733983565012541E-5,9.4266182214523866,2.2862041417882453,2.5148245559670701,47.13309110726194,11.431020708941226,12.574122779835349,94.26618221452388,22.862041417882452,25.148245559670698,{"$f":"Input!$F$21*C8302","v":18.853236442904773},{"$f":"Input!$F$21*D8302","v":4.5733983565012544},5.0307381921513805]
[null,8293,1.8993234855516577E-4,4.5733983565012541E-5,9.496617427758288,2.2862041417882453,2.5148245559670701,47.48308713879144,11.431020708941226,12.574122779835349,94.96617427758288,22.862041417882452,25.148245559670698,{"$f":"Input!$F$21*C8303","v":18.993234855516576},{"$f":"Input!$F$21*D8303","v":4.5733983565012544},5.0307381921513805]
[null,8294,1.8923235649210676E-4,4.5733983565012541E-5,9.4616178246053373,2.2862041417882453,2.5148245559670701,47.30808912302669,11.431020708941226,12.574122779835349,94.61617824605338,22.862041417882452,25.148245559670698,{"$f":"Input!$F$21*C8304","v":18.923235649210675},{"$f":"Input!$F$21*D8304","v":4.5733983565012544},5.0307381921513805]
[null,8295,1.9063234061822475E-4,4.5733983565012541E-5,9.5316170309112369,2.2862041417882453,2.5148245559670701,47.65808515455619,11.431020708941226,12.574122779835349,95.31617030911238,22.862041417882452,25.148245559670698,{"$f":"Input!$F$21*C8305","v":19.063234061822474},{"$f":"Input!$F$21*D8305","v":4.5733983565012544},5.0307381921513805]
[null,8296,1.9133233268128376E-4,4.5733983565012541E-5,9.5666166340641876,2.2862041417882453,2.5148245559670701,47.83308317032094,11.431020708941226,12.574122779835349,95.66616634064188,22.862041417882452,25.148245559670698,{"$f":"Input!$F$21*C8306","v":19.133233268128375},{"$f":"Input!$F$21*D8306","v":4.5733983565012544},5.0307381921513805]
[null,8297,1.9273231680740175E-4,4.5733983565012541E-5,9.6366158403700872,2.2862041417882453,2.5148245559670701,48.18307920185044,11.431020708941226,12.574122779835349,96.366158403700879,22.862041417882452,25.148245559670698,{"$f":"Input!$F$21*C8307","v":19.273231680740174},{"$f":"Input!$F$21*D8307","v":4.5733983565012544},5.0307381921513805]
[null,8298,1.997322374379917E-4,4.5733983565012541E-5,9.9866118718995853,2.2862041417882453,2.5148245559670701,49.933059359497925,11.431020708941226,12.574122779835349,99.86611871899585,22.862041417882452,25.148245559670698,{"$f":"Input!$F$21*C8308","v":19.973223743799171},{"$f":"Input!$F$21*D8308","v":4.5733983565012544},5.0307381921513805]
[null,8299,1.9833225331187371E-4,4.5733983565012541E-5,9.9166126655936857,2.2862041417882453,2.5148245559670701,49.583063327968425,11.431020708941226,12.574122779835349,99.16612665593685,22.862041417882452,25.148245559670698,{"$f":"Input!$F$21*C8309","v":19.833225331187371},{"$f":"Input!$F$21*D8309","v":4.5733983565012544},5.0307381921513805]
[null,8300,2.1303208663611261E-4,4.5733983565012541E-5,10.651604331805631,2.2862041417882453,2.5148245559670701,53.258021659028152,11.431020708941226,12.574122779835349,106.5160433180563,22.862041417882452,25.148245559670698,{"$f":"Input!$F$21*C8310","v":21.303208663611262},{"$f":"Input!$F$21*D8310","v":4.5733983565012544},5.0307381921513805]
[null,8301,2.1793203107752562E-4,4.5733983565012541E-5,10.89660155387628,2.2862041417882453,2.5148245559670701,54.483007769381402,11.431020708941226,12.574122779835349,108.9660155387628,22.862041417882452,25.148245559670698,{"$f":"Input!$F$21*C8311","v":21.793203107752561},{"$f":"Input!$F$21*D8311","v":4.5733983565012544},5.0307381921513805]
[null,8302,2.228319755189386E-4,4.5733983565012541E-5,11.14159877594693,2.2862041417882453,2.5148245559670701,55.707993879734651,11.431020708941226,12.574122779835349,111.4159877594693,22.862041417882452,25.148245559670698,{"$f":"Input!$F$21*C8312","v":22.28319755189386},{"$f":"Input!$F$21*D8312","v":4.5733983565012544},5.0307381921513805]
[null,8303,2.2773191996035156E-4,4.5733983565012541E-5,11.386595998017578,2.2862041417882453,2.5148245559670701,56.932979990087887,11.431020708941226,12.574122779835349,113.86595998017577,22.862041417882452,25.148245559670698,{"$f":"Input!$F$21*C8313","v":22.773191996035155},{"$f":"Input!$F$21*D8313","v":4.5733983565012544},5.0307381921513805]
[null,8304,2.2633193583423354E-4,4.5733983565012541E-5,11.316596791711676,2.2862041417882453,2.5148245559670701,56.582983958558387,11.431020708941226,12.574122779835349,113.16596791711677,22.862041417882452,25.148245559670698,{"$f":"Input!$F$21*C8314","v":22.633193583423353},{"$f":"Input!$F$21*D8314","v":4.5733983565012544},5.0307381921513805]
[null,8305,2.3683181678011848E-4,4.5733983565012541E-5,11.841590839005924,2.2862041417882453,2.5148245559670701,59.207954195029622,11.431020708941226,12.574122779835349,118.41590839005924,22.862041417882452,25.148245559670698,{"$f":"Input!$F$21*C8315","v":23.683181678011849},{"$f":"Input!$F$21*D8315","v":4.5733983565012544},5.0307381921513805]
[null,8306,2.3683181678011848E-4,4.5733983565012541E-5,11.841590839005924,2.2862041417882453,2.5148245559670701,59.207954195029622,11.431020708941226,12.574122779835349,118.41590839005924,22.862041417882452,25.148245559670698,{"$f":"Input!$F$21*C8316","v":23.683181678011849},{"$f":"Input!$F$21*D8316","v":4.5733983565012544},5.0307381921513805]
[null,8307,2.3753180884317747E-4,4.5733983565012541E-5,11.876590442158873,2.2862041417882453,2.5148245559670701,59.382952210794365,11.431020708941226,12.574122779835349,118.76590442158873,22.862041417882452,25.148245559670698,{"$f":"Input!$F$21*C8317","v":23.753180884317747},{"$f":"Input!$F$21*D8317","v":4.5733983565012544},5.0307381921513805]
[null,8308,2.4313174534764946E-4,4.5733983565012541E-5,12.156587267382474,2.2862041417882453,2.5148245559670701,60.782936336912364,11.431020708941226,12.574122779835349,121.56587267382473,22.862041417882452,25.148245559670698,{"$f":"Input!$F$21*C8318","v":24.313174534764947},{"$f":"Input!$F$21*D8318","v":4.5733983565012544},5.0307381921513805]
[null,8309,2.4243175328459048E-4,4.5733983565012541E-5,12.121587664229525,2.2862041417882453,2.5148245559670701,60.607938321147621,11.431020708941226,12.574122779835349,121.21587664229524,22.862041417882452,25.148245559670698,{"$f":"Input!$F$21*C8319","v":24.243175328459049},{"$f":"Input!$F$21*D8319","v":4.5733983565012544},5.0307381921513805]
[null,8310,2.5153165010435743E-4,4.5733983565012541E-5,12.576582505217871,2.2862041417882453,2.5148245559670701,62.882912526089356,11.431020708941226,12.574122779835349,125.76582505217871,22.862041417882452,25.148245559670698,{"$f":"Input!$F$21*C8320","v":25.153165010435742},{"$f":"Input!$F$21*D8320","v":4.5733983565012544},5.0307381921513805]
[null,8311,2.5363162629353443E-4,4.5733983565012541E-5,12.681581314676722,2.2862041417882453,2.5148245559670701,63.407906573383606,11.431020708941226,12.574122779835349,126.81581314676721,22.862041417882452,25.148245559670698,{"$f":"Input!$F$21*C8321","v":25.363162629353443},{"$f":"Input!$F$21*D8321","v":4.5733983565012544},5.0307381921513805]
[null,8312,2.6343151517636034E-4,4.5733983565012541E-5,13.171575758818017,2.2862041417882453,2.5148245559670701,65.857878794090084,11.431020708941226,12.574122779835349,131.71575758818017,22.862041417882452,25.148245559670698,{"$f":"Input!$F$21*C8322","v":26.343151517636034},{"$f":"Input!$F$21*D8322","v":4.5733983565012544},5.0307381921513805]
[null,8313,2.6483149930247836E-4,4.5733983565012541E-5,13.241574965123919,2.2862041417882453,2.5148245559670701,66.207874825619598,11.431020708941226,12.574122779835349,132.4157496512392,22.862041417882452,25.148245559670698,{"$f":"Input!$F$21*C8323","v":26.483149930247837},{"$f":"Input!$F$21*D8323","v":4.5733983565012544},5.0307381921513805]
[null,8314,2.529316342304754E-4,4.5733983565012541E-5,12.646581711523769,2.2862041417882453,2.5148245559670701,63.232908557618849,11.431020708941226,12.574122779835349,126.4658171152377,22.862041417882452,25.148245559670698,{"$f":"Input!$F$21*C8324","v":25.293163423047538},{"$f":"Input!$F$21*D8324","v":4.5733983565012544},5.0307381921513805]
[null,8315,2.4733169772600343E-4,4.5733983565012541E-5,12.366584886300172,2.2862041417882453,2.5148245559670701,61.832924431500857,11.431020708941226,12.574122779835349,123.66584886300171,22.862041417882452,25.148245559670698,{"$f":"Input!$F$21*C8325","v":24.733169772600345},{"$f":"Input!$F$21*D8325","v":4.5733983565012544},5.0307381921513805]
[null,8316,2.2493195170811555E-4,4.5733983565012541E-5,11.246597585405777,2.2862041417882453,2.5148245559670701,56.232987927028887,11.431020708941226,12.574122779835349,112.46597585405777,22.862041417882452,25.148245559670698,{"$f":"Input!$F$21*C8326","v":22.493195170811553},{"$f":"Input!$F$21*D8326","v":4.5733983565012544},5.0307381921513805]
[null,8317,2.1513206282528961E-4,4.5733983565012541E-5,10.756603141264481,2.2862041417882453,2.5148245559670701,53.783015706322402,11.431020708941226,12.574122779835349,107.5660314126448,22.862041417882452,25.148245559670698,{"$f":"Input!$F$21*C8327","v":21.513206282528962},{"$f":"Input!$F$21*D8327","v":4.5733983565012544},5.0307381921513805]
[null,8318,2.0813214219469962E-4,4.5733983565012541E-5,10.406607109734981,2.2862041417882453,2.5148245559670701,52.033035548674903,11.431020708941226,12.574122779835349,104.06607109734981,22.862041417882452,25.148245559670698,{"$f":"Input!$F$21*C8328","v":20.813214219469963},{"$f":"Input!$F$21*D8328","v":4.5733983565012544},5.0307381921513805]
[null,8319,2.1023211838387662E-4,4.5733983565012541E-5,10.511605919193832,2.2862041417882453,2.5148245559670701,52.558029595969153,11.431020708941226,12.574122779835349,105.11605919193831,22.862041417882452,25.148245559670698,{"$f":"Input!$F$21*C8329","v":21.023211838387663},{"$f":"Input!$F$21*D8329","v":4.5733983565012544},5.0307381921513805]
[null,8320,2.1373207869917162E-4,4.5733983565012541E-5,10.686603934958582,2.2862041417882453,2.5148245559670701,53.433019674792902,11.431020708941226,12.574122779835349,106.8660393495858,22.862041417882452,25.148245559670698,{"$f":"Input!$F$21*C8330","v":21.373207869917163},{"$f":"Input!$F$21*D8330","v":4.5733983565012544},5.0307381921513805]
[null,8321,2.1933201520364361E-4,4.5733983565012541E-5,{"$f":"$E$9*C8331","v":10.96660076018218},2.2862041417882453,{"$f":"F8331*1.1","v":2.5148245559670701},{"$f":"$H$9*C8331","v":54.833003800910902},11.431020708941226,{"$f":"I8331*1.1","v":12.574122779835349},{"$f":"$K$9*C8331","v":109.6660076018218},22.862041417882452,{"$f":"L8331*1.1","v":25.148245559670698},{"$f":"Input!$F$21*C8331","v":21.93320152036436},{"$f":"Input!$F$21*D8331","v":4.5733983565012544},5.0307381921513805]
[null,8322,2.2493195170811555E-4,4.5733983565012541E-5,11.246597585405777,2.2862041417882453,2.5148245559670701,56.232987927028887,11.431020708941226,12.574122779835349,112.46597585405777,22.862041417882452,25.148245559670698,{"$f":"Input!$F$21*C8332","v":22.493195170811553},{"$f":"Input!$F$21*D8332","v":4.5733983565012544},{"$f":"O8332*1.1","v":5.0307381921513805}]
[null,8323,2.2633193583423354E-4,4.5733983565012541E-5,11.316596791711676,2.2862041417882453,2.5148245559670701,56.582983958558387,11.431020708941226,12.574122779835349,113.16596791711677,22.862041417882452,25.148245559670698,{"$f":"Input!$F$21*C8333","v":22.633193583423353},{"$f":"Input!$F$21*D8333","v":4.5733983565012544},5.0307381921513805]
[null,8324,2.2353196758199755E-4,4.5733983565012541E-5,11.176598379099877,2.2862041417882453,2.5148245559670701,55.882991895499387,11.431020708941226,12.574122779835349,111.76598379099877,22.862041417882452,25.148245559670698,{"$f":"Input!$F$21*C8334","v":22.353196758199754},{"$f":"Input!$F$21*D8334","v":4.5733983565012544},5.0307381921513805]
[null,8325,2.2493195170811555E-4,4.5733983565012541E-5,11.246597585405777,2.2862041417882453,2.5148245559670701,56.232987927028887,11.431020708941226,12.574122779835349,112.46597585405777,22.862041417882452,25.148245559670698,{"$f":"Input!$F$21*C8335","v":22.493195170811553},{"$f":"Input!$F$21*D8335","v":4.5733983565012544},5.0307381921513805]
[null,8326,2.228319755189386E-4,4.5733983565012541E-5,11.14159877594693,2.2862041417882453,2.5148245559670701,55.707993879734651,11.431020708941226,12.574122779835349,111.4159877594693,22.862041417882452,25.148245559670698,{"$f":"Input!$F$21*C8336","v":22.28319755189386},{"$f":"Input!$F$21*D8336","v":4.5733983565012544},5.0307381921513805]
[null,8327,2.2213198345587956E-4,4.5733983565012541E-5,11.106599172793977,2.2862041417882453,2.5148245559670701,55.532995863969887,11.431020708941226,12.574122779835349,111.06599172793977,22.862041417882452,25.148245559670698,{"$f":"Input!$F$21*C8337","v":22.213198345587955},{"$f":"Input!$F$21*D8337","v":4.5733983565012544},5.0307381921513805]
[null,8328,2.1933201520364361E-4,4.5733983565012541E-5,10.96660076018218,2.2862041417882453,2.5148245559670701,54.833003800910902,11.431020708941226,12.574122779835349,109.6660076018218,22.862041417882452,25.148245559670698,{"$f":"Input!$F$21*C8338","v":21.93320152036436},{"$f":"Input!$F$21*D8338","v":4.5733983565012544},5.0307381921513805]
[null,8329,2.2003200726670259E-4,4.5733983565012541E-5,11.001600363335129,2.2862041417882453,2.5148245559670701,55.008001816675645,11.431020708941226,12.574122779835349,110.01600363335129,22.862041417882452,25.148245559670698,{"$f":"Input!$F$21*C8339","v":22.003200726670258},{"$f":"Input!$F$21*D8339","v":4.5733983565012544},5.0307381921513805]
[null,8330,2.165320469514076E-4,4.5733983565012541E-5,10.826602347570381,2.2862041417882453,2.5148245559670701,54.133011737851902,11.431020708941226,12.574122779835349,108.2660234757038,22.862041417882452,25.148245559670698,{"$f":"Input!$F$21*C8340","v":21.653204695140762},{"$f":"Input!$F$21*D8340","v":4.5733983565012544},5.0307381921513805]
[null,8331,2.0743215013164067E-4,4.5733983565012541E-5,10.371607506582034,2.2862041417882453,2.5148245559670701,51.858037532910167,11.431020708941226,12.574122779835349,103.71607506582033,22.862041417882452,25.148245559670698,{"$f":"Input!$F$21*C8341","v":20.743215013164068},{"$f":"Input!$F$21*D8341","v":4.5733983565012544},5.0307381921513805]
[null,8332,1.9903224537493269E-4,4.5733983565012541E-5,9.9516122687466346,2.2862041417882453,2.5148245559670701,49.758061343733175,11.431020708941226,12.574122779835349,99.51612268746635,22.862041417882452,25.148245559670698,{"$f":"Input!$F$21*C8342","v":19.903224537493269},{"$f":"Input!$F$21*D8342","v":4.5733983565012544},5.0307381921513805]
[null,8333,1.955322850596377E-4,4.5733983565012541E-5,9.7766142529818847,2.2862041417882453,2.5148245559670701,48.883071264909425,11.431020708941226,12.574122779835349,97.76614252981885,22.862041417882452,25.148245559670698,{"$f":"Input!$F$21*C8343","v":19.553228505963769},{"$f":"Input!$F$21*D8343","v":4.5733983565012544},5.0307381921513805]
[null,8334,1.9273231680740175E-4,4.5733983565012541E-5,9.6366158403700872,2.2862041417882453,2.5148245559670701,48.18307920185044,11.431020708941226,12.574122779835349,96.366158403700879,22.862041417882452,25.148245559670698,{"$f":"Input!$F$21*C8344","v":19.273231680740174},{"$f":"Input!$F$21*D8344","v":4.5733983565012544},5.0307381921513805]
[null,8335,1.9273231680740175E-4,4.5733983565012541E-5,9.6366158403700872,2.2862041417882453,2.5148245559670701,48.18307920185044,11.431020708941226,12.574122779835349,96.366158403700879,22.862041417882452,25.148245559670698,{"$f":"Input!$F$21*C8345","v":19.273231680740174},{"$f":"Input!$F$21*D8345","v":4.5733983565012544},5.0307381921513805]
[null,8336,1.9133233268128376E-4,4.5733983565012541E-5,9.5666166340641876,2.2862041417882453,2.5148245559670701,47.83308317032094,11.431020708941226,12.574122779835349,95.66616634064188,22.862041417882452,25.148245559670698,{"$f":"Input!$F$21*C8346","v":19.133233268128375},{"$f":"Input!$F$21*D8346","v":4.5733983565012544},5.0307381921513805]
[null,8337,1.9343230887046076E-4,4.5733983565012541E-5,9.6716154435230379,2.2862041417882453,2.5148245559670701,48.35807721761519,11.431020708941226,12.574122779835349,96.716154435230379,22.862041417882452,25.148245559670698,{"$f":"Input!$F$21*C8347","v":19.343230887046076},{"$f":"Input!$F$21*D8347","v":4.5733983565012544},5.0307381921513805]
[null,8338,1.9833225331187371E-4,4.5733983565012541E-5,9.9166126655936857,2.2862041417882453,2.5148245559670701,49.583063327968425,11.431020708941226,12.574122779835349,99.16612665593685,22.862041417882452,25.148245559670698,{"$f":"Input!$F$21*C8348","v":19.833225331187371},{"$f":"Input!$F$21*D8348","v":4.5733983565012544},5.0307381921513805]
[null,8339,2.011322215641097E-4,4.5733983565012541E-5,10.056611078205485,2.2862041417882453,2.5148245559670701,50.283055391027425,11.431020708941226,12.574122779835349,100.56611078205485,22.862041417882452,25.148245559670698,{"$f":"Input!$F$21*C8349","v":20.11322215641097},{"$f":"Input!$F$21*D8349","v":4.5733983565012544},5.0307381921513805]
[null,8340,1.976322612488147E-4,4.5733983565012541E-5,9.881613062440735,2.2862041417882453,2.5148245559670701,49.408065312203675,11.431020708941226,12.574122779835349,98.81613062440735,22.862041417882452,25.148245559670698,{"$f":"Input!$F$21*C8350","v":19.76322612488147},{"$f":"Input!$F$21*D8350","v":4.5733983565012544},5.0307381921513805]
[null,8341,1.9483229299657875E-4,4.5733983565012541E-5,9.7416146498289375,2.2862041417882453,2.5148245559670701,48.708073249144689,11.431020708941226,12.574122779835349,97.416146498289379,22.862041417882452,25.148245559670698,{"$f":"Input!$F$21*C8351","v":19.483229299657875},{"$f":"Input!$F$21*D8351","v":4.5733983565012544},5.0307381921513805]
[null,8342,1.9203232474434274E-4,4.5733983565012541E-5,9.6016162372171365,2.2862041417882453,2.5148245559670701,48.008081186085683,11.431020708941226,12.574122779835349,96.016162372171365,22.862041417882452,25.148245559670698,{"$f":"Input!$F$21*C8352","v":19.203232474434273},{"$f":"Input!$F$21*D8352","v":4.5733983565012544},5.0307381921513805]
[null,8343,1.9063234061822475E-4,4.5733983565012541E-5,9.5316170309112369,2.2862041417882453,2.5148245559670701,47.65808515455619,11.431020708941226,12.574122779835349,95.31617030911238,22.862041417882452,25.148245559670698,{"$f":"Input!$F$21*C8353","v":19.063234061822474},{"$f":"Input!$F$21*D8353","v":4.5733983565012544},5.0307381921513805]
[null,8344,1.9203232474434274E-4,4.5733983565012541E-5,9.6016162372171365,2.2862041417882453,2.5148245559670701,48.008081186085683,11.431020708941226,12.574122779835349,96.016162372171365,22.862041417882452,25.148245559670698,{"$f":"Input!$F$21*C8354","v":19.203232474434273},{"$f":"Input!$F$21*D8354","v":4.5733983565012544},5.0307381921513805]
[null,8345,1.9343230887046076E-4,4.5733983565012541E-5,9.6716154435230379,2.2862041417882453,2.5148245559670701,48.35807721761519,11.431020708941226,12.574122779835349,96.716154435230379,22.862041417882452,25.148245559670698,{"$f":"Input!$F$21*C8355","v":19.343230887046076},{"$f":"Input!$F$21*D8355","v":4.5733983565012544},5.0307381921513805]
[null,8346,1.9203232474434274E-4,4.5733983565012541E-5,9.6016162372171365,2.2862041417882453,2.5148245559670701,48.008081186085683,11.431020708941226,12.574122779835349,96.016162372171365,22.862041417882452,25.148245559670698,{"$f":"Input!$F$21*C8356","v":19.203232474434273},{"$f":"Input!$F$21*D8356","v":4.5733983565012544},5.0307381921513805]
[null,8347,1.9273231680740175E-4,4.5733983565012541E-5,9.6366158403700872,2.2862041417882453,2.5148245559670701,48.18307920185044,11.431020708941226,12.574122779835349,96.366158403700879,22.862041417882452,25.148245559670698,{"$f":"Input!$F$21*C8357","v":19.273231680740174},{"$f":"Input!$F$21*D8357","v":4.5733983565012544},5.0307381921513805]
[null,8348,1.9133233268128376E-4,4.5733983565012541E-5,9.5666166340641876,2.2862041417882453,2.5148245559670701,47.83308317032094,11.431020708941226,12.574122779835349,95.66616634064188,22.862041417882452,25.148245559670698,{"$f":"Input!$F$21*C8358","v":19.133233268128375},{"$f":"Input!$F$21*D8358","v":4.5733983565012544},5.0307381921513805]
[null,8349,1.8993234855516577E-4,4.5733983565012541E-5,9.496617427758288,2.2862041417882453,2.5148245559670701,47.48308713879144,11.431020708941226,12.574122779835349,94.96617427758288,22.862041417882452,25.148245559670698,{"$f":"Input!$F$21*C8359","v":18.993234855516576},{"$f":"Input!$F$21*D8359","v":4.5733983565012544},5.0307381921513805]
[null,8350,1.8923235649210676E-4,4.5733983565012541E-5,9.4616178246053373,2.2862041417882453,2.5148245559670701,47.30808912302669,11.431020708941226,12.574122779835349,94.61617824605338,22.862041417882452,25.148245559670698,{"$f":"Input!$F$21*C8360","v":18.923235649210675},{"$f":"Input!$F$21*D8360","v":4.5733983565012544},5.0307381921513805]
[null,8351,1.8853236442904775E-4,4.5733983565012541E-5,9.4266182214523866,2.2862041417882453,2.5148245559670701,47.13309110726194,11.431020708941226,12.574122779835349,94.26618221452388,22.862041417882452,25.148245559670698,{"$f":"Input!$F$21*C8361","v":18.853236442904773},{"$f":"Input!$F$21*D8361","v":4.5733983565012544},5.0307381921513805]
[null,8352,1.8923235649210676E-4,4.5733983565012541E-5,9.4616178246053373,2.2862041417882453,2.5148245559670701,47.30808912302669,11.431020708941226,12.574122779835349,94.61617824605338,22.862041417882452,25.148245559670698,{"$f":"Input!$F$21*C8362","v":18.923235649210675},{"$f":"Input!$F$21*D8362","v":4.5733983565012544},5.0307381921513805]
[null,8353,1.8923235649210676E-4,4.5733983565012541E-5,9.4616178246053373,2.2862041417882453,2.5148245559670701,47.30808912302669,11.431020708941226,12.574122779835349,94.61617824605338,22.862041417882452,25.148245559670698,{"$f":"Input!$F$21*C8363","v":18.923235649210675},{"$f":"Input!$F$21*D8363","v":4.5733983565012544},5.0307381921513805]
[null,8354,1.8923235649210676E-4,4.5733983565012541E-5,9.4616178246053373,2.2862041417882453,2.5148245559670701,47.30808912302669,11.431020708941226,12.574122779835349,94.61617824605338,22.862041417882452,25.148245559670698,{"$f":"Input!$F$21*C8364","v":18.923235649210675},{"$f":"Input!$F$21*D8364","v":4.5733983565012544},5.0307381921513805]
[null,8355,1.9133233268128376E-4,4.5733983565012541E-5,9.5666166340641876,2.2862041417882453,2.5148245559670701,47.83308317032094,11.431020708941226,12.574122779835349,95.66616634064188,22.862041417882452,25.148245559670698,{"$f":"Input!$F$21*C8365","v":19.133233268128375},{"$f":"Input!$F$21*D8365","v":4.5733983565012544},5.0307381921513805]
[null,8356,2.0043222950105071E-4,4.5733983565012541E-5,10.021611475052536,2.2862041417882453,2.5148245559670701,50.108057375262675,11.431020708941226,12.574122779835349,100.21611475052535,22.862041417882452,25.148245559670698,{"$f":"Input!$F$21*C8366","v":20.043222950105072},{"$f":"Input!$F$21*D8366","v":4.5733983565012544},5.0307381921513805]
[null,8357,2.1303208663611261E-4,4.5733983565012541E-5,10.651604331805631,2.2862041417882453,2.5148245559670701,53.258021659028152,11.431020708941226,12.574122779835349,106.5160433180563,22.862041417882452,25.148245559670698,{"$f":"Input!$F$21*C8367","v":21.303208663611262},{"$f":"Input!$F$21*D8367","v":4.5733983565012544},5.0307381921513805]
[null,8358,2.2493195170811555E-4,4.5733983565012541E-5,11.246597585405777,2.2862041417882453,2.5148245559670701,56.232987927028887,11.431020708941226,12.574122779835349,112.46597585405777,22.862041417882452,25.148245559670698,{"$f":"Input!$F$21*C8368","v":22.493195170811553},{"$f":"Input!$F$21*D8368","v":4.5733983565012544},5.0307381921513805]
[null,8359,2.2563194377117455E-4,4.5733983565012541E-5,11.281597188558727,2.2862041417882453,2.5148245559670701,56.407985942793637,11.431020708941226,12.574122779835349,112.81597188558727,22.862041417882452,25.148245559670698,{"$f":"Input!$F$21*C8369","v":22.563194377117455},{"$f":"Input!$F$21*D8369","v":4.5733983565012544},5.0307381921513805]
[null,8360,2.1583205488834862E-4,4.5733983565012541E-5,10.79160274441743,2.2862041417882453,2.5148245559670701,53.958013722087152,11.431020708941226,12.574122779835349,107.9160274441743,22.862041417882452,25.148245559670698,{"$f":"Input!$F$21*C8370","v":21.58320548883486},{"$f":"Input!$F$21*D8370","v":4.5733983565012544},5.0307381921513805]
[null,8361,2.0673215806858166E-4,4.5733983565012541E-5,10.336607903429083,2.2862041417882453,2.5148245559670701,51.683039517145417,11.431020708941226,12.574122779835349,103.36607903429083,22.862041417882452,25.148245559670698,{"$f":"Input!$F$21*C8371","v":20.673215806858167},{"$f":"Input!$F$21*D8371","v":4.5733983565012544},5.0307381921513805]
[null,8362,1.997322374379917E-4,4.5733983565012541E-5,9.9866118718995853,2.2862041417882453,2.5148245559670701,49.933059359497925,11.431020708941226,12.574122779835349,99.86611871899585,22.862041417882452,25.148245559670698,{"$f":"Input!$F$21*C8372","v":19.973223743799171},{"$f":"Input!$F$21*D8372","v":4.5733983565012544},5.0307381921513805]
[null,8363,1.976322612488147E-4,4.5733983565012541E-5,9.881613062440735,2.2862041417882453,2.5148245559670701,49.408065312203675,11.431020708941226,12.574122779835349,98.81613062440735,22.862041417882452,25.148245559670698,{"$f":"Input!$F$21*C8373","v":19.76322612488147},{"$f":"Input!$F$21*D8373","v":4.5733983565012544},5.0307381921513805]
[null,8364,1.9903224537493269E-4,4.5733983565012541E-5,9.9516122687466346,2.2862041417882453,2.5148245559670701,49.758061343733175,11.431020708941226,12.574122779835349,99.51612268746635,22.862041417882452,25.148245559670698,{"$f":"Input!$F$21*C8374","v":19.903224537493269},{"$f":"Input!$F$21*D8374","v":4.5733983565012544},5.0307381921513805]
[null,8365,1.997322374379917E-4,4.5733983565012541E-5,9.9866118718995853,2.2862041417882453,2.5148245559670701,49.933059359497925,11.431020708941226,12.574122779835349,99.86611871899585,22.862041417882452,25.148245559670698,{"$f":"Input!$F$21*C8375","v":19.973223743799171},{"$f":"Input!$F$21*D8375","v":4.5733983565012544},5.0307381921513805]
[null,8366,2.0253220569022769E-4,4.5733983565012541E-5,10.126610284511385,2.2862041417882453,2.5148245559670701,50.633051422556925,11.431020708941226,12.574122779835349,101.26610284511385,22.862041417882452,25.148245559670698,{"$f":"Input!$F$21*C8376","v":20.253220569022769},{"$f":"Input!$F$21*D8376","v":4.5733983565012544},5.0307381921513805]
[null,8367,2.0253220569022769E-4,4.5733983565012541E-5,10.126610284511385,2.2862041417882453,2.5148245559670701,50.633051422556925,11.431020708941226,12.574122779835349,101.26610284511385,22.862041417882452,25.148245559670698,{"$f":"Input!$F$21*C8377","v":20.253220569022769},{"$f":"Input!$F$21*D8377","v":4.5733983565012544},5.0307381921513805]
[null,8368,2.0393218981634568E-4,4.5733983565012541E-5,10.196609490817284,2.2862041417882453,2.5148245559670701,50.983047454086417,11.431020708941226,12.574122779835349,101.96609490817283,22.862041417882452,25.148245559670698,{"$f":"Input!$F$21*C8378","v":20.393218981634568},{"$f":"Input!$F$21*D8378","v":4.5733983565012544},5.0307381921513805]
[null,8369,2.0253220569022769E-4,4.5733983565012541E-5,10.126610284511385,2.2862041417882453,2.5148245559670701,50.633051422556925,11.431020708941226,12.574122779835349,101.26610284511385,22.862041417882452,25.148245559670698,{"$f":"Input!$F$21*C8379","v":20.253220569022769},{"$f":"Input!$F$21*D8379","v":4.5733983565012544},5.0307381921513805]
[null,8370,2.0043222950105071E-4,4.5733983565012541E-5,10.021611475052536,2.2862041417882453,2.5148245559670701,50.108057375262675,11.431020708941226,12.574122779835349,100.21611475052535,22.862041417882452,25.148245559670698,{"$f":"Input!$F$21*C8380","v":20.043222950105072},{"$f":"Input!$F$21*D8380","v":4.5733983565012544},5.0307381921513805]
[null,8371,1.976322612488147E-4,4.5733983565012541E-5,9.881613062440735,2.2862041417882453,2.5148245559670701,49.408065312203675,11.431020708941226,12.574122779835349,98.81613062440735,22.862041417882452,25.148245559670698,{"$f":"Input!$F$21*C8381","v":19.76322612488147},{"$f":"Input!$F$21*D8381","v":4.5733983565012544},5.0307381921513805]
[null,8372,1.955322850596377E-4,4.5733983565012541E-5,9.7766142529818847,2.2862041417882453,2.5148245559670701,48.883071264909425,11.431020708941226,12.574122779835349,97.76614252981885,22.862041417882452,25.148245559670698,{"$f":"Input!$F$21*C8382","v":19.553228505963769},{"$f":"Input!$F$21*D8382","v":4.5733983565012544},5.0307381921513805]
[null,8373,1.8993234855516577E-4,4.5733983565012541E-5,9.496617427758288,2.2862041417882453,2.5148245559670701,47.48308713879144,11.431020708941226,12.574122779835349,94.96617427758288,22.862041417882452,25.148245559670698,{"$f":"Input!$F$21*C8383","v":18.993234855516576},{"$f":"Input!$F$21*D8383","v":4.5733983565012544},5.0307381921513805]
[null,8374,1.8363241998763476E-4,4.5733983565012541E-5,9.1816209993817388,2.2862041417882453,2.5148245559670701,45.908104996908691,11.431020708941226,12.574122779835349,91.816209993817381,22.862041417882452,25.148245559670698,{"$f":"Input!$F$21*C8384","v":18.363241998763478},{"$f":"Input!$F$21*D8384","v":4.5733983565012544},5.0307381921513805]
[null,8375,1.7943246760928082E-4,4.5733983565012541E-5,8.9716233804640417,2.2862041417882453,2.5148245559670701,44.858116902320205,11.431020708941226,12.574122779835349,89.71623380464041,22.862041417882452,25.148245559670698,{"$f":"Input!$F$21*C8385","v":17.943246760928083},{"$f":"Input!$F$21*D8385","v":4.5733983565012544},5.0307381921513805]
[null,8376,1.7663249935704484E-4,4.5733983565012541E-5,8.8316249678522425,2.2862041417882453,2.5148245559670701,44.158124839261205,11.431020708941226,12.574122779835349,88.316249678522411,22.862041417882452,25.148245559670698,{"$f":"Input!$F$21*C8386","v":17.663249935704485},{"$f":"Input!$F$21*D8386","v":4.5733983565012544},5.0307381921513805]
[null,8377,1.7523251523092684E-4,4.5733983565012541E-5,8.7616257615463429,2.2862041417882453,2.5148245559670701,43.808128807731713,11.431020708941226,12.574122779835349,87.616257615463425,22.862041417882452,25.148245559670698,{"$f":"Input!$F$21*C8387","v":17.523251523092686},{"$f":"Input!$F$21*D8387","v":4.5733983565012544},5.0307381921513805]
[null,8378,1.7173255491563185E-4,4.5733983565012541E-5,8.5866277457815929,2.2862041417882453,2.5148245559670701,42.933138728907963,11.431020708941226,12.574122779835349,85.866277457815926,22.862041417882452,25.148245559670698,{"$f":"Input!$F$21*C8388","v":17.173255491563186},{"$f":"Input!$F$21*D8388","v":4.5733983565012544},5.0307381921513805]
[null,8379,1.7033257078951389E-4,4.5733983565012541E-5,8.5166285394756951,2.2862041417882453,2.5148245559670701,42.58314269737847,11.431020708941226,12.574122779835349,85.16628539475694,22.862041417882452,25.148245559670698,{"$f":"Input!$F$21*C8389","v":17.03325707895139},{"$f":"Input!$F$21*D8389","v":4.5733983565012544},5.0307381921513805]
[null,8380,1.7173255491563185E-4,4.5733983565012541E-5,8.5866277457815929,2.2862041417882453,2.5148245559670701,42.933138728907963,11.431020708941226,12.574122779835349,85.866277457815926,22.862041417882452,25.148245559670698,{"$f":"Input!$F$21*C8390","v":17.173255491563186},{"$f":"Input!$F$21*D8390","v":4.5733983565012544},5.0307381921513805]
[null,8381,1.7313253904174984E-4,4.5733983565012541E-5,8.6566269520874926,2.2862041417882453,2.5148245559670701,43.283134760437463,11.431020708941226,12.574122779835349,86.566269520874926,22.862041417882452,25.148245559670698,{"$f":"Input!$F$21*C8391","v":17.313253904174985},{"$f":"Input!$F$21*D8391","v":4.5733983565012544},5.0307381921513805]
[null,8382,1.7173255491563185E-4,4.5733983565012541E-5,8.5866277457815929,2.2862041417882453,2.5148245559670701,42.933138728907963,11.431020708941226,12.574122779835349,85.866277457815926,22.862041417882452,25.148245559670698,{"$f":"Input!$F$21*C8392","v":17.173255491563186},{"$f":"Input!$F$21*D8392","v":4.5733983565012544},5.0307381921513805]
[null,8383,1.6963257872645488E-4,4.5733983565012541E-5,8.4816289363227444,2.2862041417882453,2.5148245559670701,42.40814468161372,11.431020708941226,12.574122779835349,84.81628936322744,22.862041417882452,25.148245559670698,{"$f":"Input!$F$21*C8393","v":16.963257872645489},{"$f":"Input!$F$21*D8393","v":4.5733983565012544},5.0307381921513805]
[null,8384,1.7033257078951389E-4,4.5733983565012541E-5,8.5166285394756951,2.2862041417882453,2.5148245559670701,42.58314269737847,11.431020708941226,12.574122779835349,85.16628539475694,22.862041417882452,25.148245559670698,{"$f":"Input!$F$21*C8394","v":17.03325707895139},{"$f":"Input!$F$21*D8394","v":4.5733983565012544},5.0307381921513805]
[null,8385,1.6823259460033689E-4,4.5733983565012541E-5,{"$f":"$E$9*C8395","v":8.4116297300168448},2.2862041417882453,{"$f":"F8395*1.1","v":2.5148245559670701},{"$f":"$H$9*C8395","v":42.05814865008422},11.431020708941226,{"$f":"I8395*1.1","v":12.574122779835349},{"$f":"$K$9*C8395","v":84.116297300168441},22.862041417882452,{"$f":"L8395*1.1","v":25.148245559670698},{"$f":"Input!$F$21*C8395","v":16.82325946003369},{"$f":"Input!$F$21*D8395","v":4.5733983565012544},5.0307381921513805]
[null,8386,1.6963257872645488E-4,4.5733983565012541E-5,8.4816289363227444,2.2862041417882453,2.5148245559670701,42.40814468161372,11.431020708941226,12.574122779835349,84.81628936322744,22.862041417882452,25.148245559670698,{"$f":"Input!$F$21*C8396","v":16.963257872645489},{"$f":"Input!$F$21*D8396","v":4.5733983565012544},{"$f":"O8396*1.1","v":5.0307381921513805}]
[null,8387,1.689325866633959E-4,4.5733983565012541E-5,8.4466293331697955,2.2862041417882453,2.5148245559670701,42.233146665848977,11.431020708941226,12.574122779835349,84.466293331697955,22.862041417882452,25.148245559670698,{"$f":"Input!$F$21*C8397","v":16.893258666339591},{"$f":"Input!$F$21*D8397","v":4.5733983565012544},5.0307381921513805]
[null,8388,1.7033257078951389E-4,4.5733983565012541E-5,8.5166285394756951,2.2862041417882453,2.5148245559670701,42.58314269737847,11.431020708941226,12.574122779835349,85.16628539475694,22.862041417882452,25.148245559670698,{"$f":"Input!$F$21*C8398","v":17.03325707895139},{"$f":"Input!$F$21*D8398","v":4.5733983565012544},5.0307381921513805]
[null,8389,1.7173255491563185E-4,4.5733983565012541E-5,8.5866277457815929,2.2862041417882453,2.5148245559670701,42.933138728907963,11.431020708941226,12.574122779835349,85.866277457815926,22.862041417882452,25.148245559670698,{"$f":"Input!$F$21*C8399","v":17.173255491563186},{"$f":"Input!$F$21*D8399","v":4.5733983565012544},5.0307381921513805]
[null,8390,1.689325866633959E-4,4.5733983565012541E-5,8.4466293331697955,2.2862041417882453,2.5148245559670701,42.233146665848977,11.431020708941226,12.574122779835349,84.466293331697955,22.862041417882452,25.148245559670698,{"$f":"Input!$F$21*C8400","v":16.893258666339591},{"$f":"Input!$F$21*D8400","v":4.5733983565012544},5.0307381921513805]
[null,8391,1.6823259460033689E-4,4.5733983565012541E-5,8.4116297300168448,2.2862041417882453,2.5148245559670701,42.05814865008422,11.431020708941226,12.574122779835349,84.116297300168441,22.862041417882452,25.148245559670698,{"$f":"Input!$F$21*C8401","v":16.82325946003369},{"$f":"Input!$F$21*D8401","v":4.5733983565012544},5.0307381921513805]
[null,8392,1.6753260253727788E-4,4.5733983565012541E-5,8.3766301268638941,2.2862041417882453,2.5148245559670701,41.88315063431947,11.431020708941226,12.574122779835349,83.766301268638941,22.862041417882452,25.148245559670698,{"$f":"Input!$F$21*C8402","v":16.753260253727788},{"$f":"Input!$F$21*D8402","v":4.5733983565012544},5.0307381921513805]
[null,8393,1.668326104742189E-4,4.5733983565012541E-5,8.3416305237109452,2.2862041417882453,2.5148245559670701,41.708152618554728,11.431020708941226,12.574122779835349,83.416305237109455,22.862041417882452,25.148245559670698,{"$f":"Input!$F$21*C8403","v":16.68326104742189},{"$f":"Input!$F$21*D8403","v":4.5733983565012544},5.0307381921513805]
[null,8394,1.6823259460033689E-4,4.5733983565012541E-5,8.4116297300168448,2.2862041417882453,2.5148245559670701,42.05814865008422,11.431020708941226,12.574122779835349,84.116297300168441,22.862041417882452,25.148245559670698,{"$f":"Input!$F$21*C8404","v":16.82325946003369},{"$f":"Input!$F$21*D8404","v":4.5733983565012544},5.0307381921513805]
[null,8395,1.7313253904174984E-4,4.5733983565012541E-5,8.6566269520874926,2.2862041417882453,2.5148245559670701,43.283134760437463,11.431020708941226,12.574122779835349,86.566269520874926,22.862041417882452,25.148245559670698,{"$f":"Input!$F$21*C8405","v":17.313253904174985},{"$f":"Input!$F$21*D8405","v":4.5733983565012544},5.0307381921513805]
[null,8396,1.8153244379845782E-4,4.5733983565012541E-5,9.0766221899228903,2.2862041417882453,2.5148245559670701,45.383110949614455,11.431020708941226,12.574122779835349,90.76622189922891,22.862041417882452,25.148245559670698,{"$f":"Input!$F$21*C8406","v":18.153244379845781},{"$f":"Input!$F$21*D8406","v":4.5733983565012544},5.0307381921513805]
[null,8397,1.7873247554622181E-4,4.5733983565012541E-5,8.936623777311091,2.2862041417882453,2.5148245559670701,44.683118886555455,11.431020708941226,12.574122779835349,89.36623777311091,22.862041417882452,25.148245559670698,{"$f":"Input!$F$21*C8407","v":17.873247554622182},{"$f":"Input!$F$21*D8407","v":4.5733983565012544},5.0307381921513805]
[null,8398,1.7733249142010382E-4,4.5733983565012541E-5,8.8666245710051914,2.2862041417882453,2.5148245559670701,44.333122855025955,11.431020708941226,12.574122779835349,88.666245710051911,22.862041417882452,25.148245559670698,{"$f":"Input!$F$21*C8408","v":17.733249142010383},{"$f":"Input!$F$21*D8408","v":4.5733983565012544},5.0307381921513805]
[null,8399,1.7733249142010382E-4,4.5733983565012541E-5,8.8666245710051914,2.2862041417882453,2.5148245559670701,44.333122855025955,11.431020708941226,12.574122779835349,88.666245710051911,22.862041417882452,25.148245559670698,{"$f":"Input!$F$21*C8409","v":17.733249142010383},{"$f":"Input!$F$21*D8409","v":4.5733983565012544},5.0307381921513805]
[null,8400,1.7733249142010382E-4,4.5733983565012541E-5,8.8666245710051914,2.2862041417882453,2.5148245559670701,44.333122855025955,11.431020708941226,12.574122779835349,88.666245710051911,22.862041417882452,25.148245559670698,{"$f":"Input!$F$21*C8410","v":17.733249142010383},{"$f":"Input!$F$21*D8410","v":4.5733983565012544},5.0307381921513805]
[null,8401,1.7243254697869089E-4,4.5733983565012541E-5,8.6216273489345436,2.2862041417882453,2.5148245559670701,43.10813674467272,11.431020708941226,12.574122779835349,86.21627348934544,22.862041417882452,25.148245559670698,{"$f":"Input!$F$21*C8411","v":17.243254697869087},{"$f":"Input!$F$21*D8411","v":4.5733983565012544},5.0307381921513805]
[null,8402,1.7243254697869089E-4,4.5733983565012541E-5,8.6216273489345436,2.2862041417882453,2.5148245559670701,43.10813674467272,11.431020708941226,12.574122779835349,86.21627348934544,22.862041417882452,25.148245559670698,{"$f":"Input!$F$21*C8412","v":17.243254697869087},{"$f":"Input!$F$21*D8412","v":4.5733983565012544},5.0307381921513805]
[null,8403,1.7873247554622181E-4,4.5733983565012541E-5,8.936623777311091,2.2862041417882453,2.5148245559670701,44.683118886555455,11.431020708941226,12.574122779835349,89.36623777311091,22.862041417882452,25.148245559670698,{"$f":"Input!$F$21*C8413","v":17.873247554622182},{"$f":"Input!$F$21*D8413","v":4.5733983565012544},5.0307381921513805]
[null,8404,1.7523251523092684E-4,4.5733983565012541E-5,8.7616257615463429,2.2862041417882453,2.5148245559670701,43.808128807731713,11.431020708941226,12.574122779835349,87.616257615463425,22.862041417882452,25.148245559670698,{"$f":"Input!$F$21*C8414","v":17.523251523092686},{"$f":"Input!$F$21*D8414","v":4.5733983565012544},5.0307381921513805]
[null,8405,1.7313253904174984E-4,4.5733983565012541E-5,8.6566269520874926,2.2862041417882453,2.5148245559670701,43.283134760437463,11.431020708941226,12.574122779835349,86.566269520874926,22.862041417882452,25.148245559670698,{"$f":"Input!$F$21*C8415","v":17.313253904174985},{"$f":"Input!$F$21*D8415","v":4.5733983565012544},5.0307381921513805]
[null,8406,1.7033257078951389E-4,4.5733983565012541E-5,8.5166285394756951,2.2862041417882453,2.5148245559670701,42.58314269737847,11.431020708941226,12.574122779835349,85.16628539475694,22.862041417882452,25.148245559670698,{"$f":"Input!$F$21*C8416","v":17.03325707895139},{"$f":"Input!$F$21*D8416","v":4.5733983565012544},5.0307381921513805]
[null,8407,1.6613261841115989E-4,4.5733983565012541E-5,8.3066309205579945,2.2862041417882453,2.5148245559670701,41.533154602789971,11.431020708941226,12.574122779835349,83.066309205579941,22.862041417882452,25.148245559670698,{"$f":"Input!$F$21*C8417","v":16.613261841115989},{"$f":"Input!$F$21*D8417","v":4.5733983565012544},5.0307381921513805]
[null,8408,1.7383253110480885E-4,4.5733983565012541E-5,8.6916265552404433,2.2862041417882453,2.5148245559670701,43.458132776202213,11.431020708941226,12.574122779835349,86.916265552404425,22.862041417882452,25.148245559670698,{"$f":"Input!$F$21*C8418","v":17.383253110480887},{"$f":"Input!$F$21*D8418","v":4.5733983565012544},5.0307381921513805]
[null,8409,1.7383253110480885E-4,4.5733983565012541E-5,8.6916265552404433,2.2862041417882453,2.5148245559670701,43.458132776202213,11.431020708941226,12.574122779835349,86.916265552404425,22.862041417882452,25.148245559670698,{"$f":"Input!$F$21*C8419","v":17.383253110480887},{"$f":"Input!$F$21*D8419","v":4.5733983565012544},5.0307381921513805]
[null,8410,1.7243254697869089E-4,4.5733983565012541E-5,8.6216273489345436,2.2862041417882453,2.5148245559670701,43.10813674467272,11.431020708941226,12.574122779835349,86.21627348934544,22.862041417882452,25.148245559670698,{"$f":"Input!$F$21*C8420","v":17.243254697869087},{"$f":"Input!$F$21*D8420","v":4.5733983565012544},5.0307381921513805]
[null,8411,1.6613261841115989E-4,4.5733983565012541E-5,8.3066309205579945,2.2862041417882453,2.5148245559670701,41.533154602789971,11.431020708941226,12.574122779835349,83.066309205579941,22.862041417882452,25.148245559670698,{"$f":"Input!$F$21*C8421","v":16.613261841115989},{"$f":"Input!$F$21*D8421","v":4.5733983565012544},5.0307381921513805]
[null,8412,1.6333265015892391E-4,4.5733983565012541E-5,8.1666325079461952,2.2862041417882453,2.5148245559670701,40.833162539730978,11.431020708941226,12.574122779835349,81.666325079461956,22.862041417882452,25.148245559670698,{"$f":"Input!$F$21*C8422","v":16.33326501589239},{"$f":"Input!$F$21*D8422","v":4.5733983565012544},5.0307381921513805]
[null,8413,1.5633272952833395E-4,4.5733983565012541E-5,7.8166364764166971,2.2862041417882453,2.5148245559670701,39.083182382083486,11.431020708941226,12.574122779835349,78.166364764166971,22.862041417882452,25.148245559670698,{"$f":"Input!$F$21*C8423","v":15.633272952833394},{"$f":"Input!$F$21*D8423","v":4.5733983565012544},5.0307381921513805]
[null,8414,1.5633272952833395E-4,4.5733983565012541E-5,7.8166364764166971,2.2862041417882453,2.5148245559670701,39.083182382083486,11.431020708941226,12.574122779835349,78.166364764166971,22.862041417882452,25.148245559670698,{"$f":"Input!$F$21*C8424","v":15.633272952833394},{"$f":"Input!$F$21*D8424","v":4.5733983565012544},5.0307381921513805]
[null,8415,1.5773271365445191E-4,4.5733983565012541E-5,7.8866356827225959,2.2862041417882453,2.5148245559670701,39.433178413612978,11.431020708941226,12.574122779835349,78.866356827225957,22.862041417882452,25.148245559670698,{"$f":"Input!$F$21*C8425","v":15.773271365445192},{"$f":"Input!$F$21*D8425","v":4.5733983565012544},5.0307381921513805]
[null,8416,1.5283276921303896E-4,4.5733983565012541E-5,7.6416384606519481,2.2862041417882453,2.5148245559670701,38.208192303259736,11.431020708941226,12.574122779835349,76.416384606519472,22.862041417882452,25.148245559670698,{"$f":"Input!$F$21*C8426","v":15.283276921303896},{"$f":"Input!$F$21*D8426","v":4.5733983565012544},5.0307381921513805]
[null,8417,1.5213277714997998E-4,4.5733983565012541E-5,7.6066388574989992,2.2862041417882453,2.5148245559670701,38.033194287494993,11.431020708941226,12.574122779835349,76.066388574989986,22.862041417882452,25.148245559670698,{"$f":"Input!$F$21*C8427","v":15.213277714997998},{"$f":"Input!$F$21*D8427","v":4.5733983565012544},5.0307381921513805]
[null,8418,1.5423275333915695E-4,4.5733983565012541E-5,7.7116376669578477,2.2862041417882453,2.5148245559670701,38.558188334789236,11.431020708941226,12.574122779835349,77.116376669578472,22.862041417882452,25.148245559670698,{"$f":"Input!$F$21*C8428","v":15.423275333915695},{"$f":"Input!$F$21*D8428","v":4.5733983565012544},5.0307381921513805]
[null,8419,1.5563273746527491E-4,4.5733983565012541E-5,7.7816368732637455,2.2862041417882453,2.5148245559670701,38.908184366318729,11.431020708941226,12.574122779835349,77.816368732637457,22.862041417882452,25.148245559670698,{"$f":"Input!$F$21*C8429","v":15.563273746527491},{"$f":"Input!$F$21*D8429","v":4.5733983565012544},5.0307381921513805]
[null,8420,1.5563273746527491E-4,4.5733983565012541E-5,7.7816368732637455,2.2862041417882453,2.5148245559670701,38.908184366318729,11.431020708941226,12.574122779835349,77.816368732637457,22.862041417882452,25.148245559670698,{"$f":"Input!$F$21*C8430","v":15.563273746527491},{"$f":"Input!$F$21*D8430","v":4.5733983565012544},5.0307381921513805]
[null,8421,1.5633272952833395E-4,4.5733983565012541E-5,7.8166364764166971,2.2862041417882453,2.5148245559670701,39.083182382083486,11.431020708941226,12.574122779835349,78.166364764166971,22.862041417882452,25.148245559670698,{"$f":"Input!$F$21*C8431","v":15.633272952833394},{"$f":"Input!$F$21*D8431","v":4.5733983565012544},5.0307381921513805]
[null,8422,1.5703272159139296E-4,4.5733983565012541E-5,7.8516360795696478,2.2862041417882453,2.5148245559670701,39.258180397848243,11.431020708941226,12.574122779835349,78.516360795696485,22.862041417882452,25.148245559670698,{"$f":"Input!$F$21*C8432","v":15.703272159139296},{"$f":"Input!$F$21*D8432","v":4.5733983565012544},5.0307381921513805]
[null,8423,1.5843270571751092E-4,4.5733983565012541E-5,7.9216352858755466,2.2862041417882453,2.5148245559670701,39.608176429377728,11.431020708941226,12.574122779835349,79.216352858755457,22.862041417882452,25.148245559670698,{"$f":"Input!$F$21*C8433","v":15.843270571751093},{"$f":"Input!$F$21*D8433","v":4.5733983565012544},5.0307381921513805]
[null,8424,1.612326739697469E-4,4.5733983565012541E-5,8.0616336984873449,2.2862041417882453,2.5148245559670701,40.308168492436728,11.431020708941226,12.574122779835349,80.616336984873456,22.862041417882452,25.148245559670698,{"$f":"Input!$F$21*C8434","v":16.12326739697469},{"$f":"Input!$F$21*D8434","v":4.5733983565012544},5.0307381921513805]
[null,8425,1.6193266603280591E-4,4.5733983565012541E-5,8.0966333016402956,2.2862041417882453,2.5148245559670701,40.483166508201478,11.431020708941226,12.574122779835349,80.966333016402956,22.862041417882452,25.148245559670698,{"$f":"Input!$F$21*C8435","v":16.193266603280591},{"$f":"Input!$F$21*D8435","v":4.5733983565012544},5.0307381921513805]
[null,8426,1.6193266603280591E-4,4.5733983565012541E-5,8.0966333016402956,2.2862041417882453,2.5148245559670701,40.483166508201478,11.431020708941226,12.574122779835349,80.966333016402956,22.862041417882452,25.148245559670698,{"$f":"Input!$F$21*C8436","v":16.193266603280591},{"$f":"Input!$F$21*D8436","v":4.5733983565012544},5.0307381921513805]
[null,8427,1.5983268984362891E-4,4.5733983565012541E-5,7.9916344921814453,2.2862041417882453,2.5148245559670701,39.958172460907228,11.431020708941226,12.574122779835349,79.916344921814456,22.862041417882452,25.148245559670698,{"$f":"Input!$F$21*C8437","v":15.983268984362891},{"$f":"Input!$F$21*D8437","v":4.5733983565012544},5.0307381921513805]
[null,8428,1.5843270571751092E-4,4.5733983565012541E-5,7.9216352858755466,2.2862041417882453,2.5148245559670701,39.608176429377728,11.431020708941226,12.574122779835349,79.216352858755457,22.862041417882452,25.148245559670698,{"$f":"Input!$F$21*C8438","v":15.843270571751093},{"$f":"Input!$F$21*D8438","v":4.5733983565012544},5.0307381921513805]
[null,8429,1.626326580958649E-4,4.5733983565012541E-5,8.1316329047932445,2.2862041417882453,2.5148245559670701,40.658164523966221,11.431020708941226,12.574122779835349,81.316329047932442,22.862041417882452,25.148245559670698,{"$f":"Input!$F$21*C8439","v":16.263265809586489},{"$f":"Input!$F$21*D8439","v":4.5733983565012544},5.0307381921513805]
[null,8430,1.6613261841115989E-4,4.5733983565012541E-5,8.3066309205579945,2.2862041417882453,2.5148245559670701,41.533154602789971,11.431020708941226,12.574122779835349,83.066309205579941,22.862041417882452,25.148245559670698,{"$f":"Input!$F$21*C8440","v":16.613261841115989},{"$f":"Input!$F$21*D8440","v":4.5733983565012544},5.0307381921513805]
[null,8431,1.7033257078951389E-4,4.5733983565012541E-5,8.5166285394756951,2.2862041417882453,2.5148245559670701,42.58314269737847,11.431020708941226,12.574122779835349,85.16628539475694,22.862041417882452,25.148245559670698,{"$f":"Input!$F$21*C8441","v":17.03325707895139},{"$f":"Input!$F$21*D8441","v":4.5733983565012544},5.0307381921513805]
[null,8432,1.7453252316786783E-4,4.5733983565012541E-5,8.7266261583933922,2.2862041417882453,2.5148245559670701,43.633130791966956,11.431020708941226,12.574122779835349,87.266261583933911,22.862041417882452,25.148245559670698,{"$f":"Input!$F$21*C8442","v":17.453252316786784},{"$f":"Input!$F$21*D8442","v":4.5733983565012544},5.0307381921513805]
[null,8433,1.7523251523092684E-4,4.5733983565012541E-5,8.7616257615463429,2.2862041417882453,2.5148245559670701,43.808128807731713,11.431020708941226,12.574122779835349,87.616257615463425,22.862041417882452,25.148245559670698,{"$f":"Input!$F$21*C8443","v":17.523251523092686},{"$f":"Input!$F$21*D8443","v":4.5733983565012544},5.0307381921513805]
[null,8434,1.7103256285257284E-4,4.5733983565012541E-5,8.5516281426286422,2.2862041417882453,2.5148245559670701,42.758140713143213,11.431020708941226,12.574122779835349,85.516281426286426,22.862041417882452,25.148245559670698,{"$f":"Input!$F$21*C8444","v":17.103256285257284},{"$f":"Input!$F$21*D8444","v":4.5733983565012544},5.0307381921513805]
[null,8435,1.6753260253727788E-4,4.5733983565012541E-5,8.3766301268638941,2.2862041417882453,2.5148245559670701,41.88315063431947,11.431020708941226,12.574122779835349,83.766301268638941,22.862041417882452,25.148245559670698,{"$f":"Input!$F$21*C8445","v":16.753260253727788},{"$f":"Input!$F$21*D8445","v":4.5733983565012544},5.0307381921513805]
[null,8436,1.6403264222198289E-4,4.5733983565012541E-5,8.2016321110991441,2.2862041417882453,2.5148245559670701,41.008160555495721,11.431020708941226,12.574122779835349,82.016321110991441,22.862041417882452,25.148245559670698,{"$f":"Input!$F$21*C8446","v":16.403264222198288},{"$f":"Input!$F$21*D8446","v":4.5733983565012544},5.0307381921513805]
[null,8437,1.6823259460033689E-4,4.5733983565012541E-5,8.4116297300168448,2.2862041417882453,2.5148245559670701,42.05814865008422,11.431020708941226,12.574122779835349,84.116297300168441,22.862041417882452,25.148245559670698,{"$f":"Input!$F$21*C8447","v":16.82325946003369},{"$f":"Input!$F$21*D8447","v":4.5733983565012544},5.0307381921513805]
[null,8438,1.689325866633959E-4,4.5733983565012541E-5,8.4466293331697955,2.2862041417882453,2.5148245559670701,42.233146665848977,11.431020708941226,12.574122779835349,84.466293331697955,22.862041417882452,25.148245559670698,{"$f":"Input!$F$21*C8448","v":16.893258666339591},{"$f":"Input!$F$21*D8448","v":4.5733983565012544},5.0307381921513805]
[null,8439,1.668326104742189E-4,4.5733983565012541E-5,8.3416305237109452,2.2862041417882453,2.5148245559670701,41.708152618554728,11.431020708941226,12.574122779835349,83.416305237109455,22.862041417882452,25.148245559670698,{"$f":"Input!$F$21*C8449","v":16.68326104742189},{"$f":"Input!$F$21*D8449","v":4.5733983565012544},5.0307381921513805]
[null,8440,1.6403264222198289E-4,4.5733983565012541E-5,8.2016321110991441,2.2862041417882453,2.5148245559670701,41.008160555495721,11.431020708941226,12.574122779835349,82.016321110991441,22.862041417882452,25.148245559670698,{"$f":"Input!$F$21*C8450","v":16.403264222198288},{"$f":"Input!$F$21*D8450","v":4.5733983565012544},5.0307381921513805]
[null,8441,1.6403264222198289E-4,4.5733983565012541E-5,8.2016321110991441,2.2862041417882453,2.5148245559670701,41.008160555495721,11.431020708941226,12.574122779835349,82.016321110991441,22.862041417882452,25.148245559670698,{"$f":"Input!$F$21*C8451","v":16.403264222198288},{"$f":"Input!$F$21*D8451","v":4.5733983565012544},5.0307381921513805]
[null,8442,1.6613261841115989E-4,4.5733983565012541E-5,8.3066309205579945,2.2862041417882453,2.5148245559670701,41.533154602789971,11.431020708941226,12.574122779835349,83.066309205579941,22.862041417882452,25.148245559670698,{"$f":"Input!$F$21*C8452","v":16.613261841115989},{"$f":"Input!$F$21*D8452","v":4.5733983565012544},5.0307381921513805]
[null,8443,1.6403264222198289E-4,4.5733983565012541E-5,8.2016321110991441,2.2862041417882453,2.5148245559670701,41.008160555495721,11.431020708941226,12.574122779835349,82.016321110991441,22.862041417882452,25.148245559670698,{"$f":"Input!$F$21*C8453","v":16.403264222198288},{"$f":"Input!$F$21*D8453","v":4.5733983565012544},5.0307381921513805]
[null,8444,1.6403264222198289E-4,4.5733983565012541E-5,8.2016321110991441,2.2862041417882453,2.5148245559670701,41.008160555495721,11.431020708941226,12.574122779835349,82.016321110991441,22.862041417882452,25.148245559670698,{"$f":"Input!$F$21*C8454","v":16.403264222198288},{"$f":"Input!$F$21*D8454","v":4.5733983565012544},5.0307381921513805]
[null,8445,1.647326342850419E-4,4.5733983565012541E-5,8.2366317142520948,2.2862041417882453,2.5148245559670701,41.183158571260471,11.431020708941226,12.574122779835349,82.366317142520941,22.862041417882452,25.148245559670698,{"$f":"Input!$F$21*C8455","v":16.47326342850419},{"$f":"Input!$F$21*D8455","v":4.5733983565012544},5.0307381921513805]
[null,8446,1.626326580958649E-4,4.5733983565012541E-5,8.1316329047932445,2.2862041417882453,2.5148245559670701,40.658164523966221,11.431020708941226,12.574122779835349,81.316329047932442,22.862041417882452,25.148245559670698,{"$f":"Input!$F$21*C8456","v":16.263265809586489},{"$f":"Input!$F$21*D8456","v":4.5733983565012544},5.0307381921513805]
[null,8447,1.6193266603280591E-4,4.5733983565012541E-5,8.0966333016402956,2.2862041417882453,2.5148245559670701,40.483166508201478,11.431020708941226,12.574122779835349,80.966333016402956,22.862041417882452,25.148245559670698,{"$f":"Input!$F$21*C8457","v":16.193266603280591},{"$f":"Input!$F$21*D8457","v":4.5733983565012544},5.0307381921513805]
[null,8448,1.605326819066879E-4,4.5733983565012541E-5,8.0266340953343942,2.2862041417882453,2.5148245559670701,40.133170476671971,11.431020708941226,12.574122779835349,80.266340953343942,22.862041417882452,25.148245559670698,{"$f":"Input!$F$21*C8458","v":16.053268190668788},{"$f":"Input!$F$21*D8458","v":4.5733983565012544},5.0307381921513805]
[null,8449,1.591326977805699E-4,4.5733983565012541E-5,{"$f":"$E$9*C8459","v":7.9566348890284955},2.2862041417882453,{"$f":"F8459*1.1","v":2.5148245559670701},{"$f":"$H$9*C8459","v":39.783174445142478},11.431020708941226,{"$f":"I8459*1.1","v":12.574122779835349},{"$f":"$K$9*C8459","v":79.566348890284956},22.862041417882452,{"$f":"L8459*1.1","v":25.148245559670698},{"$f":"Input!$F$21*C8459","v":15.913269778056991},{"$f":"Input!$F$21*D8459","v":4.5733983565012544},5.0307381921513805]
[null,8450,1.591326977805699E-4,4.5733983565012541E-5,7.9566348890284955,2.2862041417882453,2.5148245559670701,39.783174445142478,11.431020708941226,12.574122779835349,79.566348890284956,22.862041417882452,25.148245559670698,{"$f":"Input!$F$21*C8460","v":15.913269778056991},{"$f":"Input!$F$21*D8460","v":4.5733983565012544},{"$f":"O8460*1.1","v":5.0307381921513805}]
[null,8451,1.591326977805699E-4,4.5733983565012541E-5,7.9566348890284955,2.2862041417882453,2.5148245559670701,39.783174445142478,11.431020708941226,12.574122779835349,79.566348890284956,22.862041417882452,25.148245559670698,{"$f":"Input!$F$21*C8461","v":15.913269778056991},{"$f":"Input!$F$21*D8461","v":4.5733983565012544},5.0307381921513805]
[null,8452,1.591326977805699E-4,4.5733983565012541E-5,7.9566348890284955,2.2862041417882453,2.5148245559670701,39.783174445142478,11.431020708941226,12.574122779835349,79.566348890284956,22.862041417882452,25.148245559670698,{"$f":"Input!$F$21*C8462","v":15.913269778056991},{"$f":"Input!$F$21*D8462","v":4.5733983565012544},5.0307381921513805]
[null,8453,1.5843270571751092E-4,4.5733983565012541E-5,7.9216352858755466,2.2862041417882453,2.5148245559670701,39.608176429377728,11.431020708941226,12.574122779835349,79.216352858755457,22.862041417882452,25.148245559670698,{"$f":"Input!$F$21*C8463","v":15.843270571751093},{"$f":"Input!$F$21*D8463","v":4.5733983565012544},5.0307381921513805]
[null,8454,1.5703272159139296E-4,4.5733983565012541E-5,7.8516360795696478,2.2862041417882453,2.5148245559670701,39.258180397848243,11.431020708941226,12.574122779835349,78.516360795696485,22.862041417882452,25.148245559670698,{"$f":"Input!$F$21*C8464","v":15.703272159139296},{"$f":"Input!$F$21*D8464","v":4.5733983565012544},5.0307381921513805]
[null,8455,1.5493274540221596E-4,4.5733983565012541E-5,7.7466372701107975,2.2862041417882453,2.5148245559670701,38.733186350553993,11.431020708941226,12.574122779835349,77.466372701107986,22.862041417882452,25.148245559670698,{"$f":"Input!$F$21*C8465","v":15.493274540221595},{"$f":"Input!$F$21*D8465","v":4.5733983565012544},5.0307381921513805]
[null,8456,1.5493274540221596E-4,4.5733983565012541E-5,7.7466372701107975,2.2862041417882453,2.5148245559670701,38.733186350553993,11.431020708941226,12.574122779835349,77.466372701107986,22.862041417882452,25.148245559670698,{"$f":"Input!$F$21*C8466","v":15.493274540221595},{"$f":"Input!$F$21*D8466","v":4.5733983565012544},5.0307381921513805]
[null,8457,1.5493274540221596E-4,4.5733983565012541E-5,7.7466372701107975,2.2862041417882453,2.5148245559670701,38.733186350553993,11.431020708941226,12.574122779835349,77.466372701107986,22.862041417882452,25.148245559670698,{"$f":"Input!$F$21*C8467","v":15.493274540221595},{"$f":"Input!$F$21*D8467","v":4.5733983565012544},5.0307381921513805]
[null,8458,1.5493274540221596E-4,4.5733983565012541E-5,7.7466372701107975,2.2862041417882453,2.5148245559670701,38.733186350553993,11.431020708941226,12.574122779835349,77.466372701107986,22.862041417882452,25.148245559670698,{"$f":"Input!$F$21*C8468","v":15.493274540221595},{"$f":"Input!$F$21*D8468","v":4.5733983565012544},5.0307381921513805]
[null,8459,1.5773271365445191E-4,4.5733983565012541E-5,7.8866356827225959,2.2862041417882453,2.5148245559670701,39.433178413612978,11.431020708941226,12.574122779835349,78.866356827225957,22.862041417882452,25.148245559670698,{"$f":"Input!$F$21*C8469","v":15.773271365445192},{"$f":"Input!$F$21*D8469","v":4.5733983565012544},5.0307381921513805]
[null,8460,1.605326819066879E-4,4.5733983565012541E-5,8.0266340953343942,2.2862041417882453,2.5148245559670701,40.133170476671971,11.431020708941226,12.574122779835349,80.266340953343942,22.862041417882452,25.148245559670698,{"$f":"Input!$F$21*C8470","v":16.053268190668788},{"$f":"Input!$F$21*D8470","v":4.5733983565012544},5.0307381921513805]
[null,8461,1.626326580958649E-4,4.5733983565012541E-5,8.1316329047932445,2.2862041417882453,2.5148245559670701,40.658164523966221,11.431020708941226,12.574122779835349,81.316329047932442,22.862041417882452,25.148245559670698,{"$f":"Input!$F$21*C8471","v":16.263265809586489},{"$f":"Input!$F$21*D8471","v":4.5733983565012544},5.0307381921513805]
[null,8462,1.626326580958649E-4,4.5733983565012541E-5,8.1316329047932445,2.2862041417882453,2.5148245559670701,40.658164523966221,11.431020708941226,12.574122779835349,81.316329047932442,22.862041417882452,25.148245559670698,{"$f":"Input!$F$21*C8472","v":16.263265809586489},{"$f":"Input!$F$21*D8472","v":4.5733983565012544},5.0307381921513805]
[null,8463,1.626326580958649E-4,4.5733983565012541E-5,8.1316329047932445,2.2862041417882453,2.5148245559670701,40.658164523966221,11.431020708941226,12.574122779835349,81.316329047932442,22.862041417882452,25.148245559670698,{"$f":"Input!$F$21*C8473","v":16.263265809586489},{"$f":"Input!$F$21*D8473","v":4.5733983565012544},5.0307381921513805]
[null,8464,1.626326580958649E-4,4.5733983565012541E-5,8.1316329047932445,2.2862041417882453,2.5148245559670701,40.658164523966221,11.431020708941226,12.574122779835349,81.316329047932442,22.862041417882452,25.148245559670698,{"$f":"Input!$F$21*C8474","v":16.263265809586489},{"$f":"Input!$F$21*D8474","v":4.5733983565012544},5.0307381921513805]
[null,8465,1.626326580958649E-4,4.5733983565012541E-5,8.1316329047932445,2.2862041417882453,2.5148245559670701,40.658164523966221,11.431020708941226,12.574122779835349,81.316329047932442,22.862041417882452,25.148245559670698,{"$f":"Input!$F$21*C8475","v":16.263265809586489},{"$f":"Input!$F$21*D8475","v":4.5733983565012544},5.0307381921513805]
[null,8466,1.6193266603280591E-4,4.5733983565012541E-5,8.0966333016402956,2.2862041417882453,2.5148245559670701,40.483166508201478,11.431020708941226,12.574122779835349,80.966333016402956,22.862041417882452,25.148245559670698,{"$f":"Input!$F$21*C8476","v":16.193266603280591},{"$f":"Input!$F$21*D8476","v":4.5733983565012544},5.0307381921513805]
[null,8467,1.626326580958649E-4,4.5733983565012541E-5,8.1316329047932445,2.2862041417882453,2.5148245559670701,40.658164523966221,11.431020708941226,12.574122779835349,81.316329047932442,22.862041417882452,25.148245559670698,{"$f":"Input!$F$21*C8477","v":16.263265809586489},{"$f":"Input!$F$21*D8477","v":4.5733983565012544},5.0307381921513805]
[null,8468,1.6333265015892391E-4,4.5733983565012541E-5,8.1666325079461952,2.2862041417882453,2.5148245559670701,40.833162539730978,11.431020708941226,12.574122779835349,81.666325079461956,22.862041417882452,25.148245559670698,{"$f":"Input!$F$21*C8478","v":16.33326501589239},{"$f":"Input!$F$21*D8478","v":4.5733983565012544},5.0307381921513805]
[null,8469,1.6333265015892391E-4,4.5733983565012541E-5,8.1666325079461952,2.2862041417882453,2.5148245559670701,40.833162539730978,11.431020708941226,12.574122779835349,81.666325079461956,22.862041417882452,25.148245559670698,{"$f":"Input!$F$21*C8479","v":16.33326501589239},{"$f":"Input!$F$21*D8479","v":4.5733983565012544},5.0307381921513805]
[null,8470,1.6403264222198289E-4,4.5733983565012541E-5,8.2016321110991441,2.2862041417882453,2.5148245559670701,41.008160555495721,11.431020708941226,12.574122779835349,82.016321110991441,22.862041417882452,25.148245559670698,{"$f":"Input!$F$21*C8480","v":16.403264222198288},{"$f":"Input!$F$21*D8480","v":4.5733983565012544},5.0307381921513805]
[null,8471,1.6403264222198289E-4,4.5733983565012541E-5,8.2016321110991441,2.2862041417882453,2.5148245559670701,41.008160555495721,11.431020708941226,12.574122779835349,82.016321110991441,22.862041417882452,25.148245559670698,{"$f":"Input!$F$21*C8481","v":16.403264222198288},{"$f":"Input!$F$21*D8481","v":4.5733983565012544},5.0307381921513805]
[null,8472,1.6403264222198289E-4,4.5733983565012541E-5,8.2016321110991441,2.2862041417882453,2.5148245559670701,41.008160555495721,11.431020708941226,12.574122779835349,82.016321110991441,22.862041417882452,25.148245559670698,{"$f":"Input!$F$21*C8482","v":16.403264222198288},{"$f":"Input!$F$21*D8482","v":4.5733983565012544},5.0307381921513805]
[null,8473,1.6333265015892391E-4,4.5733983565012541E-5,8.1666325079461952,2.2862041417882453,2.5148245559670701,40.833162539730978,11.431020708941226,12.574122779835349,81.666325079461956,22.862041417882452,25.148245559670698,{"$f":"Input!$F$21*C8483","v":16.33326501589239},{"$f":"Input!$F$21*D8483","v":4.5733983565012544},5.0307381921513805]
[null,8474,1.626326580958649E-4,4.5733983565012541E-5,8.1316329047932445,2.2862041417882453,2.5148245559670701,40.658164523966221,11.431020708941226,12.574122779835349,81.316329047932442,22.862041417882452,25.148245559670698,{"$f":"Input!$F$21*C8484","v":16.263265809586489},{"$f":"Input!$F$21*D8484","v":4.5733983565012544},5.0307381921513805]
[null,8475,1.5983268984362891E-4,4.5733983565012541E-5,7.9916344921814453,2.2862041417882453,2.5148245559670701,39.958172460907228,11.431020708941226,12.574122779835349,79.916344921814456,22.862041417882452,25.148245559670698,{"$f":"Input!$F$21*C8485","v":15.983268984362891},{"$f":"Input!$F$21*D8485","v":4.5733983565012544},5.0307381921513805]
[null,8476,1.5563273746527491E-4,4.5733983565012541E-5,7.7816368732637455,2.2862041417882453,2.5148245559670701,38.908184366318729,11.431020708941226,12.574122779835349,77.816368732637457,22.862041417882452,25.148245559670698,{"$f":"Input!$F$21*C8486","v":15.563273746527491},{"$f":"Input!$F$21*D8486","v":4.5733983565012544},5.0307381921513805]
[null,8477,1.5633272952833395E-4,4.5733983565012541E-5,7.8166364764166971,2.2862041417882453,2.5148245559670701,39.083182382083486,11.431020708941226,12.574122779835349,78.166364764166971,22.862041417882452,25.148245559670698,{"$f":"Input!$F$21*C8487","v":15.633272952833394},{"$f":"Input!$F$21*D8487","v":4.5733983565012544},5.0307381921513805]
[null,8478,1.5633272952833395E-4,4.5733983565012541E-5,7.8166364764166971,2.2862041417882453,2.5148245559670701,39.083182382083486,11.431020708941226,12.574122779835349,78.166364764166971,22.862041417882452,25.148245559670698,{"$f":"Input!$F$21*C8488","v":15.633272952833394},{"$f":"Input!$F$21*D8488","v":4.5733983565012544},5.0307381921513805]
[null,8479,1.5703272159139296E-4,4.5733983565012541E-5,7.8516360795696478,2.2862041417882453,2.5148245559670701,39.258180397848243,11.431020708941226,12.574122779835349,78.516360795696485,22.862041417882452,25.148245559670698,{"$f":"Input!$F$21*C8489","v":15.703272159139296},{"$f":"Input!$F$21*D8489","v":4.5733983565012544},5.0307381921513805]
[null,8480,1.5983268984362891E-4,4.5733983565012541E-5,7.9916344921814453,2.2862041417882453,2.5148245559670701,39.958172460907228,11.431020708941226,12.574122779835349,79.916344921814456,22.862041417882452,25.148245559670698,{"$f":"Input!$F$21*C8490","v":15.983268984362891},{"$f":"Input!$F$21*D8490","v":4.5733983565012544},5.0307381921513805]
[null,8481,1.605326819066879E-4,4.5733983565012541E-5,8.0266340953343942,2.2862041417882453,2.5148245559670701,40.133170476671971,11.431020708941226,12.574122779835349,80.266340953343942,22.862041417882452,25.148245559670698,{"$f":"Input!$F$21*C8491","v":16.053268190668788},{"$f":"Input!$F$21*D8491","v":4.5733983565012544},5.0307381921513805]
[null,8482,1.591326977805699E-4,4.5733983565012541E-5,7.9566348890284955,2.2862041417882453,2.5148245559670701,39.783174445142478,11.431020708941226,12.574122779835349,79.566348890284956,22.862041417882452,25.148245559670698,{"$f":"Input!$F$21*C8492","v":15.913269778056991},{"$f":"Input!$F$21*D8492","v":4.5733983565012544},5.0307381921513805]
[null,8483,1.5983268984362891E-4,4.5733983565012541E-5,7.9916344921814453,2.2862041417882453,2.5148245559670701,39.958172460907228,11.431020708941226,12.574122779835349,79.916344921814456,22.862041417882452,25.148245559670698,{"$f":"Input!$F$21*C8493","v":15.983268984362891},{"$f":"Input!$F$21*D8493","v":4.5733983565012544},5.0307381921513805]
[null,8484,1.5003280096080297E-4,4.5733983565012541E-5,7.5016400480401488,2.2862041417882453,2.5148245559670701,37.508200240200743,11.431020708941226,12.574122779835349,75.016400480401487,22.862041417882452,25.148245559670698,{"$f":"Input!$F$21*C8494","v":15.003280096080298},{"$f":"Input!$F$21*D8494","v":4.5733983565012544},5.0307381921513805]
[null,8485,1.4303288033021302E-4,4.5733983565012541E-5,7.1516440165106507,2.2862041417882453,2.5148245559670701,35.758220082553258,11.431020708941226,12.574122779835349,71.516440165106516,22.862041417882452,25.148245559670698,{"$f":"Input!$F$21*C8495","v":14.303288033021301},{"$f":"Input!$F$21*D8495","v":4.5733983565012544},5.0307381921513805]
[null,8486,1.5003280096080297E-4,4.5733983565012541E-5,7.5016400480401488,2.2862041417882453,2.5148245559670701,37.508200240200743,11.431020708941226,12.574122779835349,75.016400480401487,22.862041417882452,25.148245559670698,{"$f":"Input!$F$21*C8496","v":15.003280096080298},{"$f":"Input!$F$21*D8496","v":4.5733983565012544},5.0307381921513805]
[null,8487,1.5353276127609797E-4,4.5733983565012541E-5,7.6766380638048988,2.2862041417882453,2.5148245559670701,38.383190319024493,11.431020708941226,12.574122779835349,76.766380638048986,22.862041417882452,25.148245559670698,{"$f":"Input!$F$21*C8497","v":15.353276127609798},{"$f":"Input!$F$21*D8497","v":4.5733983565012544},5.0307381921513805]
[null,8488,1.5493274540221596E-4,4.5733983565012541E-5,7.7466372701107975,2.2862041417882453,2.5148245559670701,38.733186350553993,11.431020708941226,12.574122779835349,77.466372701107986,22.862041417882452,25.148245559670698,{"$f":"Input!$F$21*C8498","v":15.493274540221595},{"$f":"Input!$F$21*D8498","v":4.5733983565012544},5.0307381921513805]
[null,8489,1.5493274540221596E-4,4.5733983565012541E-5,7.7466372701107975,2.2862041417882453,2.5148245559670701,38.733186350553993,11.431020708941226,12.574122779835349,77.466372701107986,22.862041417882452,25.148245559670698,{"$f":"Input!$F$21*C8499","v":15.493274540221595},{"$f":"Input!$F$21*D8499","v":4.5733983565012544},5.0307381921513805]
[null,8490,1.5353276127609797E-4,4.5733983565012541E-5,7.6766380638048988,2.2862041417882453,2.5148245559670701,38.383190319024493,11.431020708941226,12.574122779835349,76.766380638048986,22.862041417882452,25.148245559670698,{"$f":"Input!$F$21*C8500","v":15.353276127609798},{"$f":"Input!$F$21*D8500","v":4.5733983565012544},5.0307381921513805]
[null,8491,1.5213277714997998E-4,4.5733983565012541E-5,7.6066388574989992,2.2862041417882453,2.5148245559670701,38.033194287494993,11.431020708941226,12.574122779835349,76.066388574989986,22.862041417882452,25.148245559670698,{"$f":"Input!$F$21*C8501","v":15.213277714997998},{"$f":"Input!$F$21*D8501","v":4.5733983565012544},5.0307381921513805]
[null,8492,1.5213277714997998E-4,4.5733983565012541E-5,7.6066388574989992,2.2862041417882453,2.5148245559670701,38.033194287494993,11.431020708941226,12.574122779835349,76.066388574989986,22.862041417882452,25.148245559670698,{"$f":"Input!$F$21*C8502","v":15.213277714997998},{"$f":"Input!$F$21*D8502","v":4.5733983565012544},5.0307381921513805]
[null,8493,1.5283276921303896E-4,4.5733983565012541E-5,7.6416384606519481,2.2862041417882453,2.5148245559670701,38.208192303259736,11.431020708941226,12.574122779835349,76.416384606519472,22.862041417882452,25.148245559670698,{"$f":"Input!$F$21*C8503","v":15.283276921303896},{"$f":"Input!$F$21*D8503","v":4.5733983565012544},5.0307381921513805]
[null,8494,1.5493274540221596E-4,4.5733983565012541E-5,7.7466372701107975,2.2862041417882453,2.5148245559670701,38.733186350553993,11.431020708941226,12.574122779835349,77.466372701107986,22.862041417882452,25.148245559670698,{"$f":"Input!$F$21*C8504","v":15.493274540221595},{"$f":"Input!$F$21*D8504","v":4.5733983565012544},5.0307381921513805]
[null,8495,1.5633272952833395E-4,4.5733983565012541E-5,7.8166364764166971,2.2862041417882453,2.5148245559670701,39.083182382083486,11.431020708941226,12.574122779835349,78.166364764166971,22.862041417882452,25.148245559670698,{"$f":"Input!$F$21*C8505","v":15.633272952833394},{"$f":"Input!$F$21*D8505","v":4.5733983565012544},5.0307381921513805]
[null,8496,1.5843270571751092E-4,4.5733983565012541E-5,7.9216352858755466,2.2862041417882453,2.5148245559670701,39.608176429377728,11.431020708941226,12.574122779835349,79.216352858755457,22.862041417882452,25.148245559670698,{"$f":"Input!$F$21*C8506","v":15.843270571751093},{"$f":"Input!$F$21*D8506","v":4.5733983565012544},5.0307381921513805]
[null,8497,1.5983268984362891E-4,4.5733983565012541E-5,7.9916344921814453,2.2862041417882453,2.5148245559670701,39.958172460907228,11.431020708941226,12.574122779835349,79.916344921814456,22.862041417882452,25.148245559670698,{"$f":"Input!$F$21*C8507","v":15.983268984362891},{"$f":"Input!$F$21*D8507","v":4.5733983565012544},5.0307381921513805]
[null,8498,1.5983268984362891E-4,4.5733983565012541E-5,7.9916344921814453,2.2862041417882453,2.5148245559670701,39.958172460907228,11.431020708941226,12.574122779835349,79.916344921814456,22.862041417882452,25.148245559670698,{"$f":"Input!$F$21*C8508","v":15.983268984362891},{"$f":"Input!$F$21*D8508","v":4.5733983565012544},5.0307381921513805]
[null,8499,1.591326977805699E-4,4.5733983565012541E-5,7.9566348890284955,2.2862041417882453,2.5148245559670701,39.783174445142478,11.431020708941226,12.574122779835349,79.566348890284956,22.862041417882452,25.148245559670698,{"$f":"Input!$F$21*C8509","v":15.913269778056991},{"$f":"Input!$F$21*D8509","v":4.5733983565012544},5.0307381921513805]
[null,8500,1.5493274540221596E-4,4.5733983565012541E-5,7.7466372701107975,2.2862041417882453,2.5148245559670701,38.733186350553993,11.431020708941226,12.574122779835349,77.466372701107986,22.862041417882452,25.148245559670698,{"$f":"Input!$F$21*C8510","v":15.493274540221595},{"$f":"Input!$F$21*D8510","v":4.5733983565012544},5.0307381921513805]
[null,8501,1.5073279302386196E-4,4.5733983565012541E-5,7.5366396511930978,2.2862041417882453,2.5148245559670701,37.683198255965486,11.431020708941226,12.574122779835349,75.366396511930972,22.862041417882452,25.148245559670698,{"$f":"Input!$F$21*C8511","v":15.073279302386196},{"$f":"Input!$F$21*D8511","v":4.5733983565012544},5.0307381921513805]
[null,8502,1.4933280889774397E-4,4.5733983565012541E-5,7.4666404448871981,2.2862041417882453,2.5148245559670701,37.333202224435993,11.431020708941226,12.574122779835349,74.666404448871987,22.862041417882452,25.148245559670698,{"$f":"Input!$F$21*C8512","v":14.933280889774396},{"$f":"Input!$F$21*D8512","v":4.5733983565012544},5.0307381921513805]
[null,8503,1.5003280096080297E-4,4.5733983565012541E-5,7.5016400480401488,2.2862041417882453,2.5148245559670701,37.508200240200743,11.431020708941226,12.574122779835349,75.016400480401487,22.862041417882452,25.148245559670698,{"$f":"Input!$F$21*C8513","v":15.003280096080298},{"$f":"Input!$F$21*D8513","v":4.5733983565012544},5.0307381921513805]
[null,8504,1.5143278508692097E-4,4.5733983565012541E-5,7.5716392543460485,2.2862041417882453,2.5148245559670701,37.858196271730243,11.431020708941226,12.574122779835349,75.716392543460486,22.862041417882452,25.148245559670698,{"$f":"Input!$F$21*C8514","v":15.143278508692097},{"$f":"Input!$F$21*D8514","v":4.5733983565012544},5.0307381921513805]
[null,8505,1.4723283270856699E-4,4.5733983565012541E-5,7.3616416354283496,2.2862041417882453,2.5148245559670701,36.808208177141751,11.431020708941226,12.574122779835349,73.616416354283501,22.862041417882452,25.148245559670698,{"$f":"Input!$F$21*C8515","v":14.723283270856699},{"$f":"Input!$F$21*D8515","v":4.5733983565012544},5.0307381921513805]
[null,8506,1.4653284064550798E-4,4.5733983565012541E-5,7.3266420322753989,2.2862041417882453,2.5148245559670701,36.633210161376994,11.431020708941226,12.574122779835349,73.266420322753987,22.862041417882452,25.148245559670698,{"$f":"Input!$F$21*C8516","v":14.653284064550798},{"$f":"Input!$F$21*D8516","v":4.5733983565012544},5.0307381921513805]
[null,8507,1.4513285651938999E-4,4.5733983565012541E-5,7.2566428259694993,2.2862041417882453,2.5148245559670701,36.283214129847501,11.431020708941226,12.574122779835349,72.566428259695002,22.862041417882452,25.148245559670698,{"$f":"Input!$F$21*C8517","v":14.513285651938999},{"$f":"Input!$F$21*D8517","v":4.5733983565012544},5.0307381921513805]
[null,8508,1.4583284858244903E-4,4.5733983565012541E-5,7.2916424291224518,2.2862041417882453,2.5148245559670701,36.458212145612258,11.431020708941226,12.574122779835349,72.916424291224516,22.862041417882452,25.148245559670698,{"$f":"Input!$F$21*C8518","v":14.583284858244904},{"$f":"Input!$F$21*D8518","v":4.5733983565012544},5.0307381921513805]
[null,8509,1.4653284064550798E-4,4.5733983565012541E-5,7.3266420322753989,2.2862041417882453,2.5148245559670701,36.633210161376994,11.431020708941226,12.574122779835349,73.266420322753987,22.862041417882452,25.148245559670698,{"$f":"Input!$F$21*C8519","v":14.653284064550798},{"$f":"Input!$F$21*D8519","v":4.5733983565012544},5.0307381921513805]
[null,8510,1.4653284064550798E-4,4.5733983565012541E-5,7.3266420322753989,2.2862041417882453,2.5148245559670701,36.633210161376994,11.431020708941226,12.574122779835349,73.266420322753987,22.862041417882452,25.148245559670698,{"$f":"Input!$F$21*C8520","v":14.653284064550798},{"$f":"Input!$F$21*D8520","v":4.5733983565012544},5.0307381921513805]
[null,8511,1.4723283270856699E-4,4.5733983565012541E-5,7.3616416354283496,2.2862041417882453,2.5148245559670701,36.808208177141751,11.431020708941226,12.574122779835349,73.616416354283501,22.862041417882452,25.148245559670698,{"$f":"Input!$F$21*C8521","v":14.723283270856699},{"$f":"Input!$F$21*D8521","v":4.5733983565012544},5.0307381921513805]
[null,8512,1.4723283270856699E-4,4.5733983565012541E-5,7.3616416354283496,2.2862041417882453,2.5148245559670701,36.808208177141751,11.431020708941226,12.574122779835349,73.616416354283501,22.862041417882452,25.148245559670698,{"$f":"Input!$F$21*C8522","v":14.723283270856699},{"$f":"Input!$F$21*D8522","v":4.5733983565012544},5.0307381921513805]
[null,8513,1.4793282477162597E-4,4.5733983565012541E-5,{"$f":"$E$9*C8523","v":7.3966412385812985},2.2862041417882453,{"$f":"F8523*1.1","v":2.5148245559670701},{"$f":"$H$9*C8523","v":36.983206192906493},11.431020708941226,{"$f":"I8523*1.1","v":12.574122779835349},{"$f":"$K$9*C8523","v":73.966412385812987},22.862041417882452,{"$f":"L8523*1.1","v":25.148245559670698},{"$f":"Input!$F$21*C8523","v":14.793282477162597},{"$f":"Input!$F$21*D8523","v":4.5733983565012544},5.0307381921513805]
[null,8514,1.4793282477162597E-4,4.5733983565012541E-5,7.3966412385812985,2.2862041417882453,2.5148245559670701,36.983206192906493,11.431020708941226,12.574122779835349,73.966412385812987,22.862041417882452,25.148245559670698,{"$f":"Input!$F$21*C8524","v":14.793282477162597},{"$f":"Input!$F$21*D8524","v":4.5733983565012544},{"$f":"O8524*1.1","v":5.0307381921513805}]
[null,8515,1.4793282477162597E-4,4.5733983565012541E-5,7.3966412385812985,2.2862041417882453,2.5148245559670701,36.983206192906493,11.431020708941226,12.574122779835349,73.966412385812987,22.862041417882452,25.148245559670698,{"$f":"Input!$F$21*C8525","v":14.793282477162597},{"$f":"Input!$F$21*D8525","v":4.5733983565012544},5.0307381921513805]
[null,8516,1.4653284064550798E-4,4.5733983565012541E-5,7.3266420322753989,2.2862041417882453,2.5148245559670701,36.633210161376994,11.431020708941226,12.574122779835349,73.266420322753987,22.862041417882452,25.148245559670698,{"$f":"Input!$F$21*C8526","v":14.653284064550798},{"$f":"Input!$F$21*D8526","v":4.5733983565012544},5.0307381921513805]
[null,8517,1.4793282477162597E-4,4.5733983565012541E-5,7.3966412385812985,2.2862041417882453,2.5148245559670701,36.983206192906493,11.431020708941226,12.574122779835349,73.966412385812987,22.862041417882452,25.148245559670698,{"$f":"Input!$F$21*C8527","v":14.793282477162597},{"$f":"Input!$F$21*D8527","v":4.5733983565012544},5.0307381921513805]
[null,8518,1.4863281683468498E-4,4.5733983565012541E-5,7.4316408417342492,2.2862041417882453,2.5148245559670701,37.158204208671243,11.431020708941226,12.574122779835349,74.316408417342487,22.862041417882452,25.148245559670698,{"$f":"Input!$F$21*C8528","v":14.863281683468498},{"$f":"Input!$F$21*D8528","v":4.5733983565012544},5.0307381921513805]
[null,8519,1.4863281683468498E-4,4.5733983565012541E-5,7.4316408417342492,2.2862041417882453,2.5148245559670701,37.158204208671243,11.431020708941226,12.574122779835349,74.316408417342487,22.862041417882452,25.148245559670698,{"$f":"Input!$F$21*C8529","v":14.863281683468498},{"$f":"Input!$F$21*D8529","v":4.5733983565012544},5.0307381921513805]
[null,8520,1.4863281683468498E-4,4.5733983565012541E-5,7.4316408417342492,2.2862041417882453,2.5148245559670701,37.158204208671243,11.431020708941226,12.574122779835349,74.316408417342487,22.862041417882452,25.148245559670698,{"$f":"Input!$F$21*C8530","v":14.863281683468498},{"$f":"Input!$F$21*D8530","v":4.5733983565012544},5.0307381921513805]
[null,8521,1.4933280889774397E-4,4.5733983565012541E-5,7.4666404448871981,2.2862041417882453,2.5148245559670701,37.333202224435993,11.431020708941226,12.574122779835349,74.666404448871987,22.862041417882452,25.148245559670698,{"$f":"Input!$F$21*C8531","v":14.933280889774396},{"$f":"Input!$F$21*D8531","v":4.5733983565012544},5.0307381921513805]
[null,8522,1.5073279302386196E-4,4.5733983565012541E-5,7.5366396511930978,2.2862041417882453,2.5148245559670701,37.683198255965486,11.431020708941226,12.574122779835349,75.366396511930972,22.862041417882452,25.148245559670698,{"$f":"Input!$F$21*C8532","v":15.073279302386196},{"$f":"Input!$F$21*D8532","v":4.5733983565012544},5.0307381921513805]
[null,8523,1.5423275333915695E-4,4.5733983565012541E-5,7.7116376669578477,2.2862041417882453,2.5148245559670701,38.558188334789236,11.431020708941226,12.574122779835349,77.116376669578472,22.862041417882452,25.148245559670698,{"$f":"Input!$F$21*C8533","v":15.423275333915695},{"$f":"Input!$F$21*D8533","v":4.5733983565012544},5.0307381921513805]
[null,8524,1.5703272159139296E-4,4.5733983565012541E-5,7.8516360795696478,2.2862041417882453,2.5148245559670701,39.258180397848243,11.431020708941226,12.574122779835349,78.516360795696485,22.862041417882452,25.148245559670698,{"$f":"Input!$F$21*C8534","v":15.703272159139296},{"$f":"Input!$F$21*D8534","v":4.5733983565012544},5.0307381921513805]
[null,8525,1.6193266603280591E-4,4.5733983565012541E-5,8.0966333016402956,2.2862041417882453,2.5148245559670701,40.483166508201478,11.431020708941226,12.574122779835349,80.966333016402956,22.862041417882452,25.148245559670698,{"$f":"Input!$F$21*C8535","v":16.193266603280591},{"$f":"Input!$F$21*D8535","v":4.5733983565012544},5.0307381921513805]
[null,8526,1.6753260253727788E-4,4.5733983565012541E-5,8.3766301268638941,2.2862041417882453,2.5148245559670701,41.88315063431947,11.431020708941226,12.574122779835349,83.766301268638941,22.862041417882452,25.148245559670698,{"$f":"Input!$F$21*C8536","v":16.753260253727788},{"$f":"Input!$F$21*D8536","v":4.5733983565012544},5.0307381921513805]
[null,8527,1.6963257872645488E-4,4.5733983565012541E-5,8.4816289363227444,2.2862041417882453,2.5148245559670701,42.40814468161372,11.431020708941226,12.574122779835349,84.81628936322744,22.862041417882452,25.148245559670698,{"$f":"Input!$F$21*C8537","v":16.963257872645489},{"$f":"Input!$F$21*D8537","v":4.5733983565012544},5.0307381921513805]
[null,8528,1.689325866633959E-4,4.5733983565012541E-5,8.4466293331697955,2.2862041417882453,2.5148245559670701,42.233146665848977,11.431020708941226,12.574122779835349,84.466293331697955,22.862041417882452,25.148245559670698,{"$f":"Input!$F$21*C8538","v":16.893258666339591},{"$f":"Input!$F$21*D8538","v":4.5733983565012544},5.0307381921513805]
[null,8529,1.6963257872645488E-4,4.5733983565012541E-5,8.4816289363227444,2.2862041417882453,2.5148245559670701,42.40814468161372,11.431020708941226,12.574122779835349,84.81628936322744,22.862041417882452,25.148245559670698,{"$f":"Input!$F$21*C8539","v":16.963257872645489},{"$f":"Input!$F$21*D8539","v":4.5733983565012544},5.0307381921513805]
[null,8530,1.6543262634810091E-4,4.5733983565012541E-5,8.2716313174050455,2.2862041417882453,2.5148245559670701,41.358156587025228,11.431020708941226,12.574122779835349,82.716313174050455,22.862041417882452,25.148245559670698,{"$f":"Input!$F$21*C8540","v":16.543262634810091},{"$f":"Input!$F$21*D8540","v":4.5733983565012544},5.0307381921513805]
[null,8531,1.5983268984362891E-4,4.5733983565012541E-5,7.9916344921814453,2.2862041417882453,2.5148245559670701,39.958172460907228,11.431020708941226,12.574122779835349,79.916344921814456,22.862041417882452,25.148245559670698,{"$f":"Input!$F$21*C8541","v":15.983268984362891},{"$f":"Input!$F$21*D8541","v":4.5733983565012544},5.0307381921513805]
[null,8532,1.5493274540221596E-4,4.5733983565012541E-5,7.7466372701107975,2.2862041417882453,2.5148245559670701,38.733186350553993,11.431020708941226,12.574122779835349,77.466372701107986,22.862041417882452,25.148245559670698,{"$f":"Input!$F$21*C8542","v":15.493274540221595},{"$f":"Input!$F$21*D8542","v":4.5733983565012544},5.0307381921513805]
[null,8533,1.5423275333915695E-4,4.5733983565012541E-5,7.7116376669578477,2.2862041417882453,2.5148245559670701,38.558188334789236,11.431020708941226,12.574122779835349,77.116376669578472,22.862041417882452,25.148245559670698,{"$f":"Input!$F$21*C8543","v":15.423275333915695},{"$f":"Input!$F$21*D8543","v":4.5733983565012544},5.0307381921513805]
[null,8534,1.5213277714997998E-4,4.5733983565012541E-5,7.6066388574989992,2.2862041417882453,2.5148245559670701,38.033194287494993,11.431020708941226,12.574122779835349,76.066388574989986,22.862041417882452,25.148245559670698,{"$f":"Input!$F$21*C8544","v":15.213277714997998},{"$f":"Input!$F$21*D8544","v":4.5733983565012544},5.0307381921513805]
[null,8535,1.5143278508692097E-4,4.5733983565012541E-5,7.5716392543460485,2.2862041417882453,2.5148245559670701,37.858196271730243,11.431020708941226,12.574122779835349,75.716392543460486,22.862041417882452,25.148245559670698,{"$f":"Input!$F$21*C8545","v":15.143278508692097},{"$f":"Input!$F$21*D8545","v":4.5733983565012544},5.0307381921513805]
[null,8536,1.5983268984362891E-4,4.5733983565012541E-5,7.9916344921814453,2.2862041417882453,2.5148245559670701,39.958172460907228,11.431020708941226,12.574122779835349,79.916344921814456,22.862041417882452,25.148245559670698,{"$f":"Input!$F$21*C8546","v":15.983268984362891},{"$f":"Input!$F$21*D8546","v":4.5733983565012544},5.0307381921513805]
[null,8537,1.6823259460033689E-4,4.5733983565012541E-5,8.4116297300168448,2.2862041417882453,2.5148245559670701,42.05814865008422,11.431020708941226,12.574122779835349,84.116297300168441,22.862041417882452,25.148245559670698,{"$f":"Input!$F$21*C8547","v":16.82325946003369},{"$f":"Input!$F$21*D8547","v":4.5733983565012544},5.0307381921513805]
[null,8538,1.8013245967233983E-4,4.5733983565012541E-5,9.0066229836169907,2.2862041417882453,2.5148245559670701,45.033114918084955,11.431020708941226,12.574122779835349,90.06622983616991,22.862041417882452,25.148245559670698,{"$f":"Input!$F$21*C8548","v":18.013245967233981},{"$f":"Input!$F$21*D8548","v":4.5733983565012544},5.0307381921513805]
[null,8539,1.8153244379845782E-4,4.5733983565012541E-5,9.0766221899228903,2.2862041417882453,2.5148245559670701,45.383110949614455,11.431020708941226,12.574122779835349,90.76622189922891,22.862041417882452,25.148245559670698,{"$f":"Input!$F$21*C8549","v":18.153244379845781},{"$f":"Input!$F$21*D8549","v":4.5733983565012544},5.0307381921513805]
[null,8540,1.8083245173539881E-4,4.5733983565012541E-5,9.0416225867699396,2.2862041417882453,2.5148245559670701,45.208112933849705,11.431020708941226,12.574122779835349,90.41622586769941,22.862041417882452,25.148245559670698,{"$f":"Input!$F$21*C8550","v":18.083245173539879},{"$f":"Input!$F$21*D8550","v":4.5733983565012544},5.0307381921513805]
[null,8541,1.7733249142010382E-4,4.5733983565012541E-5,8.8666245710051914,2.2862041417882453,2.5148245559670701,44.333122855025955,11.431020708941226,12.574122779835349,88.666245710051911,22.862041417882452,25.148245559670698,{"$f":"Input!$F$21*C8551","v":17.733249142010383},{"$f":"Input!$F$21*D8551","v":4.5733983565012544},5.0307381921513805]
[null,8542,1.7803248348316283E-4,4.5733983565012541E-5,8.9016241741581421,2.2862041417882453,2.5148245559670701,44.508120870790705,11.431020708941226,12.574122779835349,89.01624174158141,22.862041417882452,25.148245559670698,{"$f":"Input!$F$21*C8552","v":17.803248348316284},{"$f":"Input!$F$21*D8552","v":4.5733983565012544},5.0307381921513805]
[null,8543,1.8503240411375276E-4,4.5733983565012541E-5,9.2516202056876384,2.2862041417882453,2.5148245559670701,46.25810102843819,11.431020708941226,12.574122779835349,92.516202056876381,22.862041417882452,25.148245559670698,{"$f":"Input!$F$21*C8553","v":18.503240411375277},{"$f":"Input!$F$21*D8553","v":4.5733983565012544},5.0307381921513805]
[null,8544,1.8293242792457581E-4,4.5733983565012541E-5,9.1466213962287899,2.2862041417882453,2.5148245559670701,45.733106981143955,11.431020708941226,12.574122779835349,91.46621396228791,22.862041417882452,25.148245559670698,{"$f":"Input!$F$21*C8554","v":18.29324279245758},{"$f":"Input!$F$21*D8554","v":4.5733983565012544},5.0307381921513805]
[null,8545,1.8223243586151677E-4,4.5733983565012541E-5,9.1116217930758392,2.2862041417882453,2.5148245559670701,45.558108965379191,11.431020708941226,12.574122779835349,91.116217930758381,22.862041417882452,25.148245559670698,{"$f":"Input!$F$21*C8555","v":18.223243586151678},{"$f":"Input!$F$21*D8555","v":4.5733983565012544},5.0307381921513805]
[null,8546,1.8503240411375276E-4,4.5733983565012541E-5,9.2516202056876384,2.2862041417882453,2.5148245559670701,46.25810102843819,11.431020708941226,12.574122779835349,92.516202056876381,22.862041417882452,25.148245559670698,{"$f":"Input!$F$21*C8556","v":18.503240411375277},{"$f":"Input!$F$21*D8556","v":4.5733983565012544},5.0307381921513805]
[null,8547,1.8293242792457581E-4,4.5733983565012541E-5,9.1466213962287899,2.2862041417882453,2.5148245559670701,45.733106981143955,11.431020708941226,12.574122779835349,91.46621396228791,22.862041417882452,25.148245559670698,{"$f":"Input!$F$21*C8557","v":18.29324279245758},{"$f":"Input!$F$21*D8557","v":4.5733983565012544},5.0307381921513805]
[null,8548,1.7873247554622181E-4,4.5733983565012541E-5,8.936623777311091,2.2862041417882453,2.5148245559670701,44.683118886555455,11.431020708941226,12.574122779835349,89.36623777311091,22.862041417882452,25.148245559670698,{"$f":"Input!$F$21*C8558","v":17.873247554622182},{"$f":"Input!$F$21*D8558","v":4.5733983565012544},5.0307381921513805]
[null,8549,1.7663249935704484E-4,4.5733983565012541E-5,8.8316249678522425,2.2862041417882453,2.5148245559670701,44.158124839261205,11.431020708941226,12.574122779835349,88.316249678522411,22.862041417882452,25.148245559670698,{"$f":"Input!$F$21*C8559","v":17.663249935704485},{"$f":"Input!$F$21*D8559","v":4.5733983565012544},5.0307381921513805]
[null,8550,1.7103256285257284E-4,4.5733983565012541E-5,8.5516281426286422,2.2862041417882453,2.5148245559670701,42.758140713143213,11.431020708941226,12.574122779835349,85.516281426286426,22.862041417882452,25.148245559670698,{"$f":"Input!$F$21*C8560","v":17.103256285257284},{"$f":"Input!$F$21*D8560","v":4.5733983565012544},5.0307381921513805]
[null,8551,1.626326580958649E-4,4.5733983565012541E-5,8.1316329047932445,2.2862041417882453,2.5148245559670701,40.658164523966221,11.431020708941226,12.574122779835349,81.316329047932442,22.862041417882452,25.148245559670698,{"$f":"Input!$F$21*C8561","v":16.263265809586489},{"$f":"Input!$F$21*D8561","v":4.5733983565012544},5.0307381921513805]
[null,8552,1.6333265015892391E-4,4.5733983565012541E-5,8.1666325079461952,2.2862041417882453,2.5148245559670701,40.833162539730978,11.431020708941226,12.574122779835349,81.666325079461956,22.862041417882452,25.148245559670698,{"$f":"Input!$F$21*C8562","v":16.33326501589239},{"$f":"Input!$F$21*D8562","v":4.5733983565012544},5.0307381921513805]
[null,8553,1.6403264222198289E-4,4.5733983565012541E-5,8.2016321110991441,2.2862041417882453,2.5148245559670701,41.008160555495721,11.431020708941226,12.574122779835349,82.016321110991441,22.862041417882452,25.148245559670698,{"$f":"Input!$F$21*C8563","v":16.403264222198288},{"$f":"Input!$F$21*D8563","v":4.5733983565012544},5.0307381921513805]
[null,8554,1.6333265015892391E-4,4.5733983565012541E-5,8.1666325079461952,2.2862041417882453,2.5148245559670701,40.833162539730978,11.431020708941226,12.574122779835349,81.666325079461956,22.862041417882452,25.148245559670698,{"$f":"Input!$F$21*C8564","v":16.33326501589239},{"$f":"Input!$F$21*D8564","v":4.5733983565012544},5.0307381921513805]
[null,8555,1.5983268984362891E-4,4.5733983565012541E-5,7.9916344921814453,2.2862041417882453,2.5148245559670701,39.958172460907228,11.431020708941226,12.574122779835349,79.916344921814456,22.862041417882452,25.148245559670698,{"$f":"Input!$F$21*C8565","v":15.983268984362891},{"$f":"Input!$F$21*D8565","v":4.5733983565012544},5.0307381921513805]
[null,8556,1.5773271365445191E-4,4.5733983565012541E-5,7.8866356827225959,2.2862041417882453,2.5148245559670701,39.433178413612978,11.431020708941226,12.574122779835349,78.866356827225957,22.862041417882452,25.148245559670698,{"$f":"Input!$F$21*C8566","v":15.773271365445192},{"$f":"Input!$F$21*D8566","v":4.5733983565012544},5.0307381921513805]
[null,8557,1.5283276921303896E-4,4.5733983565012541E-5,7.6416384606519481,2.2862041417882453,2.5148245559670701,38.208192303259736,11.431020708941226,12.574122779835349,76.416384606519472,22.862041417882452,25.148245559670698,{"$f":"Input!$F$21*C8567","v":15.283276921303896},{"$f":"Input!$F$21*D8567","v":4.5733983565012544},5.0307381921513805]
[null,8558,1.5633272952833395E-4,4.5733983565012541E-5,7.8166364764166971,2.2862041417882453,2.5148245559670701,39.083182382083486,11.431020708941226,12.574122779835349,78.166364764166971,22.862041417882452,25.148245559670698,{"$f":"Input!$F$21*C8568","v":15.633272952833394},{"$f":"Input!$F$21*D8568","v":4.5733983565012544},5.0307381921513805]
[null,8559,1.605326819066879E-4,4.5733983565012541E-5,8.0266340953343942,2.2862041417882453,2.5148245559670701,40.133170476671971,11.431020708941226,12.574122779835349,80.266340953343942,22.862041417882452,25.148245559670698,{"$f":"Input!$F$21*C8569","v":16.053268190668788},{"$f":"Input!$F$21*D8569","v":4.5733983565012544},5.0307381921513805]
[null,8560,1.6613261841115989E-4,4.5733983565012541E-5,8.3066309205579945,2.2862041417882453,2.5148245559670701,41.533154602789971,11.431020708941226,12.574122779835349,83.066309205579941,22.862041417882452,25.148245559670698,{"$f":"Input!$F$21*C8570","v":16.613261841115989},{"$f":"Input!$F$21*D8570","v":4.5733983565012544},5.0307381921513805]
[null,8561,1.7103256285257284E-4,4.5733983565012541E-5,8.5516281426286422,2.2862041417882453,2.5148245559670701,42.758140713143213,11.431020708941226,12.574122779835349,85.516281426286426,22.862041417882452,25.148245559670698,{"$f":"Input!$F$21*C8571","v":17.103256285257284},{"$f":"Input!$F$21*D8571","v":4.5733983565012544},5.0307381921513805]
[null,8562,1.7453252316786783E-4,4.5733983565012541E-5,8.7266261583933922,2.2862041417882453,2.5148245559670701,43.633130791966956,11.431020708941226,12.574122779835349,87.266261583933911,22.862041417882452,25.148245559670698,{"$f":"Input!$F$21*C8572","v":17.453252316786784},{"$f":"Input!$F$21*D8572","v":4.5733983565012544},5.0307381921513805]
[null,8563,1.7733249142010382E-4,4.5733983565012541E-5,8.8666245710051914,2.2862041417882453,2.5148245559670701,44.333122855025955,11.431020708941226,12.574122779835349,88.666245710051911,22.862041417882452,25.148245559670698,{"$f":"Input!$F$21*C8573","v":17.733249142010383},{"$f":"Input!$F$21*D8573","v":4.5733983565012544},5.0307381921513805]
[null,8564,1.7593250729398583E-4,4.5733983565012541E-5,8.7966253646992918,2.2862041417882453,2.5148245559670701,43.983126823496455,11.431020708941226,12.574122779835349,87.966253646992911,22.862041417882452,25.148245559670698,{"$f":"Input!$F$21*C8574","v":17.593250729398584},{"$f":"Input!$F$21*D8574","v":4.5733983565012544},5.0307381921513805]
[null,8565,1.7173255491563185E-4,4.5733983565012541E-5,8.5866277457815929,2.2862041417882453,2.5148245559670701,42.933138728907963,11.431020708941226,12.574122779835349,85.866277457815926,22.862041417882452,25.148245559670698,{"$f":"Input!$F$21*C8575","v":17.173255491563186},{"$f":"Input!$F$21*D8575","v":4.5733983565012544},5.0307381921513805]
[null,8566,1.689325866633959E-4,4.5733983565012541E-5,8.4466293331697955,2.2862041417882453,2.5148245559670701,42.233146665848977,11.431020708941226,12.574122779835349,84.466293331697955,22.862041417882452,25.148245559670698,{"$f":"Input!$F$21*C8576","v":16.893258666339591},{"$f":"Input!$F$21*D8576","v":4.5733983565012544},5.0307381921513805]
[null,8567,1.7453252316786783E-4,4.5733983565012541E-5,8.7266261583933922,2.2862041417882453,2.5148245559670701,43.633130791966956,11.431020708941226,12.574122779835349,87.266261583933911,22.862041417882452,25.148245559670698,{"$f":"Input!$F$21*C8577","v":17.453252316786784},{"$f":"Input!$F$21*D8577","v":4.5733983565012544},5.0307381921513805]
[null,8568,1.8363241998763476E-4,4.5733983565012541E-5,9.1816209993817388,2.2862041417882453,2.5148245559670701,45.908104996908691,11.431020708941226,12.574122779835349,91.816209993817381,22.862041417882452,25.148245559670698,{"$f":"Input!$F$21*C8578","v":18.363241998763478},{"$f":"Input!$F$21*D8578","v":4.5733983565012544},5.0307381921513805]
[null,8569,1.7873247554622181E-4,4.5733983565012541E-5,8.936623777311091,2.2862041417882453,2.5148245559670701,44.683118886555455,11.431020708941226,12.574122779835349,89.36623777311091,22.862041417882452,25.148245559670698,{"$f":"Input!$F$21*C8579","v":17.873247554622182},{"$f":"Input!$F$21*D8579","v":4.5733983565012544},5.0307381921513805]
[null,8570,1.7383253110480885E-4,4.5733983565012541E-5,8.6916265552404433,2.2862041417882453,2.5148245559670701,43.458132776202213,11.431020708941226,12.574122779835349,86.916265552404425,22.862041417882452,25.148245559670698,{"$f":"Input!$F$21*C8580","v":17.383253110480887},{"$f":"Input!$F$21*D8580","v":4.5733983565012544},5.0307381921513805]
[null,8571,1.7173255491563185E-4,4.5733983565012541E-5,8.5866277457815929,2.2862041417882453,2.5148245559670701,42.933138728907963,11.431020708941226,12.574122779835349,85.866277457815926,22.862041417882452,25.148245559670698,{"$f":"Input!$F$21*C8581","v":17.173255491563186},{"$f":"Input!$F$21*D8581","v":4.5733983565012544},5.0307381921513805]
[null,8572,1.7383253110480885E-4,4.5733983565012541E-5,8.6916265552404433,2.2862041417882453,2.5148245559670701,43.458132776202213,11.431020708941226,12.574122779835349,86.916265552404425,22.862041417882452,25.148245559670698,{"$f":"Input!$F$21*C8582","v":17.383253110480887},{"$f":"Input!$F$21*D8582","v":4.5733983565012544},5.0307381921513805]
[null,8573,1.8363241998763476E-4,4.5733983565012541E-5,9.1816209993817388,2.2862041417882453,2.5148245559670701,45.908104996908691,11.431020708941226,12.574122779835349,91.816209993817381,22.862041417882452,25.148245559670698,{"$f":"Input!$F$21*C8583","v":18.363241998763478},{"$f":"Input!$F$21*D8583","v":4.5733983565012544},5.0307381921513805]
[null,8574,1.9133233268128376E-4,4.5733983565012541E-5,9.5666166340641876,2.2862041417882453,2.5148245559670701,47.83308317032094,11.431020708941226,12.574122779835349,95.66616634064188,22.862041417882452,25.148245559670698,{"$f":"Input!$F$21*C8584","v":19.133233268128375},{"$f":"Input!$F$21*D8584","v":4.5733983565012544},5.0307381921513805]
[null,8575,1.9483229299657875E-4,4.5733983565012541E-5,9.7416146498289375,2.2862041417882453,2.5148245559670701,48.708073249144689,11.431020708941226,12.574122779835349,97.416146498289379,22.862041417882452,25.148245559670698,{"$f":"Input!$F$21*C8585","v":19.483229299657875},{"$f":"Input!$F$21*D8585","v":4.5733983565012544},5.0307381921513805]
[null,8576,1.8713238030292976E-4,4.5733983565012541E-5,9.356619015146487,2.2862041417882453,2.5148245559670701,46.78309507573244,11.431020708941226,12.574122779835349,93.56619015146488,22.862041417882452,25.148245559670698,{"$f":"Input!$F$21*C8586","v":18.713238030292974},{"$f":"Input!$F$21*D8586","v":4.5733983565012544},5.0307381921513805]
[null,8577,1.8223243586151677E-4,4.5733983565012541E-5,{"$f":"$E$9*C8587","v":9.1116217930758392},2.2862041417882453,{"$f":"F8587*1.1","v":2.5148245559670701},{"$f":"$H$9*C8587","v":45.558108965379191},11.431020708941226,{"$f":"I8587*1.1","v":12.574122779835349},{"$f":"$K$9*C8587","v":91.116217930758381},22.862041417882452,{"$f":"L8587*1.1","v":25.148245559670698},{"$f":"Input!$F$21*C8587","v":18.223243586151678},{"$f":"Input!$F$21*D8587","v":4.5733983565012544},5.0307381921513805]
[null,8578,1.8083245173539881E-4,4.5733983565012541E-5,9.0416225867699396,2.2862041417882453,2.5148245559670701,45.208112933849705,11.431020708941226,12.574122779835349,90.41622586769941,22.862041417882452,25.148245559670698,{"$f":"Input!$F$21*C8588","v":18.083245173539879},{"$f":"Input!$F$21*D8588","v":4.5733983565012544},{"$f":"O8588*1.1","v":5.0307381921513805}]
[null,8579,1.7663249935704484E-4,4.5733983565012541E-5,8.8316249678522425,2.2862041417882453,2.5148245559670701,44.158124839261205,11.431020708941226,12.574122779835349,88.316249678522411,22.862041417882452,25.148245559670698,{"$f":"Input!$F$21*C8589","v":17.663249935704485},{"$f":"Input!$F$21*D8589","v":4.5733983565012544},5.0307381921513805]
[null,8580,1.7663249935704484E-4,4.5733983565012541E-5,8.8316249678522425,2.2862041417882453,2.5148245559670701,44.158124839261205,11.431020708941226,12.574122779835349,88.316249678522411,22.862041417882452,25.148245559670698,{"$f":"Input!$F$21*C8590","v":17.663249935704485},{"$f":"Input!$F$21*D8590","v":4.5733983565012544},5.0307381921513805]
[null,8581,1.7663249935704484E-4,4.5733983565012541E-5,8.8316249678522425,2.2862041417882453,2.5148245559670701,44.158124839261205,11.431020708941226,12.574122779835349,88.316249678522411,22.862041417882452,25.148245559670698,{"$f":"Input!$F$21*C8591","v":17.663249935704485},{"$f":"Input!$F$21*D8591","v":4.5733983565012544},5.0307381921513805]
[null,8582,1.7663249935704484E-4,4.5733983565012541E-5,8.8316249678522425,2.2862041417882453,2.5148245559670701,44.158124839261205,11.431020708941226,12.574122779835349,88.316249678522411,22.862041417882452,25.148245559670698,{"$f":"Input!$F$21*C8592","v":17.663249935704485},{"$f":"Input!$F$21*D8592","v":4.5733983565012544},5.0307381921513805]
[null,8583,1.7733249142010382E-4,4.5733983565012541E-5,8.8666245710051914,2.2862041417882453,2.5148245559670701,44.333122855025955,11.431020708941226,12.574122779835349,88.666245710051911,22.862041417882452,25.148245559670698,{"$f":"Input!$F$21*C8593","v":17.733249142010383},{"$f":"Input!$F$21*D8593","v":4.5733983565012544},5.0307381921513805]
[null,8584,1.7733249142010382E-4,4.5733983565012541E-5,8.8666245710051914,2.2862041417882453,2.5148245559670701,44.333122855025955,11.431020708941226,12.574122779835349,88.666245710051911,22.862041417882452,25.148245559670698,{"$f":"Input!$F$21*C8594","v":17.733249142010383},{"$f":"Input!$F$21*D8594","v":4.5733983565012544},5.0307381921513805]
[null,8585,1.7873247554622181E-4,4.5733983565012541E-5,8.936623777311091,2.2862041417882453,2.5148245559670701,44.683118886555455,11.431020708941226,12.574122779835349,89.36623777311091,22.862041417882452,25.148245559670698,{"$f":"Input!$F$21*C8595","v":17.873247554622182},{"$f":"Input!$F$21*D8595","v":4.5733983565012544},5.0307381921513805]
[null,8586,1.8013245967233983E-4,4.5733983565012541E-5,9.0066229836169907,2.2862041417882453,2.5148245559670701,45.033114918084955,11.431020708941226,12.574122779835349,90.06622983616991,22.862041417882452,25.148245559670698,{"$f":"Input!$F$21*C8596","v":18.013245967233981},{"$f":"Input!$F$21*D8596","v":4.5733983565012544},5.0307381921513805]
[null,8587,1.7943246760928082E-4,4.5733983565012541E-5,8.9716233804640417,2.2862041417882453,2.5148245559670701,44.858116902320205,11.431020708941226,12.574122779835349,89.71623380464041,22.862041417882452,25.148245559670698,{"$f":"Input!$F$21*C8597","v":17.943246760928083},{"$f":"Input!$F$21*D8597","v":4.5733983565012544},5.0307381921513805]
[null,8588,1.8573239617681176E-4,4.5733983565012541E-5,9.2866198088405874,2.2862041417882453,2.5148245559670701,46.43309904420294,11.431020708941226,12.574122779835349,92.866198088405881,22.862041417882452,25.148245559670698,{"$f":"Input!$F$21*C8598","v":18.573239617681175},{"$f":"Input!$F$21*D8598","v":4.5733983565012544},5.0307381921513805]
[null,8589,1.9693226918575575E-4,4.5733983565012541E-5,9.8466134592877879,2.2862041417882453,2.5148245559670701,49.233067296438939,11.431020708941226,12.574122779835349,98.466134592877879,22.862041417882452,25.148245559670698,{"$f":"Input!$F$21*C8599","v":19.693226918575576},{"$f":"Input!$F$21*D8599","v":4.5733983565012544},5.0307381921513805]
[null,8590,2.0533217394246367E-4,4.5733983565012541E-5,10.266608697123184,2.2862041417882453,2.5148245559670701,51.333043485615917,11.431020708941226,12.574122779835349,102.66608697123183,22.862041417882452,25.148245559670698,{"$f":"Input!$F$21*C8600","v":20.533217394246368},{"$f":"Input!$F$21*D8600","v":4.5733983565012544},5.0307381921513805]
[null,8591,2.0883213425775863E-4,4.5733983565012541E-5,10.441606712887932,2.2862041417882453,2.5148245559670701,52.20803356443966,11.431020708941226,12.574122779835349,104.41606712887932,22.862041417882452,25.148245559670698,{"$f":"Input!$F$21*C8601","v":20.883213425775864},{"$f":"Input!$F$21*D8601","v":4.5733983565012544},5.0307381921513805]
[null,8592,2.165320469514076E-4,4.5733983565012541E-5,10.826602347570381,2.2862041417882453,2.5148245559670701,54.133011737851902,11.431020708941226,12.574122779835349,108.2660234757038,22.862041417882452,25.148245559670698,{"$f":"Input!$F$21*C8602","v":21.653204695140762},{"$f":"Input!$F$21*D8602","v":4.5733983565012544},5.0307381921513805]
[null,8593,2.2773191996035156E-4,4.5733983565012541E-5,11.386595998017578,2.2862041417882453,2.5148245559670701,56.932979990087887,11.431020708941226,12.574122779835349,113.86595998017577,22.862041417882452,25.148245559670698,{"$f":"Input!$F$21*C8603","v":22.773191996035155},{"$f":"Input!$F$21*D8603","v":4.5733983565012544},5.0307381921513805]
[null,8594,2.2843191202341054E-4,4.5733983565012541E-5,11.421595601170527,2.2862041417882453,2.5148245559670701,57.107978005852637,11.431020708941226,12.574122779835349,114.21595601170527,22.862041417882452,25.148245559670698,{"$f":"Input!$F$21*C8604","v":22.843191202341053},{"$f":"Input!$F$21*D8604","v":4.5733983565012544},5.0307381921513805]
[null,8595,2.2633193583423354E-4,4.5733983565012541E-5,11.316596791711676,2.2862041417882453,2.5148245559670701,56.582983958558387,11.431020708941226,12.574122779835349,113.16596791711677,22.862041417882452,25.148245559670698,{"$f":"Input!$F$21*C8605","v":22.633193583423353},{"$f":"Input!$F$21*D8605","v":4.5733983565012544},5.0307381921513805]
[null,8596,2.2493195170811555E-4,4.5733983565012541E-5,11.246597585405777,2.2862041417882453,2.5148245559670701,56.232987927028887,11.431020708941226,12.574122779835349,112.46597585405777,22.862041417882452,25.148245559670698,{"$f":"Input!$F$21*C8606","v":22.493195170811553},{"$f":"Input!$F$21*D8606","v":4.5733983565012544},5.0307381921513805]
[null,8597,2.2563194377117455E-4,4.5733983565012541E-5,11.281597188558727,2.2862041417882453,2.5148245559670701,56.407985942793637,11.431020708941226,12.574122779835349,112.81597188558727,22.862041417882452,25.148245559670698,{"$f":"Input!$F$21*C8607","v":22.563194377117455},{"$f":"Input!$F$21*D8607","v":4.5733983565012544},5.0307381921513805]
[null,8598,2.2913190408646955E-4,4.5733983565012541E-5,11.456595204323477,2.2862041417882453,2.5148245559670701,57.282976021617387,11.431020708941226,12.574122779835349,114.56595204323477,22.862041417882452,25.148245559670698,{"$f":"Input!$F$21*C8608","v":22.913190408646955},{"$f":"Input!$F$21*D8608","v":4.5733983565012544},5.0307381921513805]
[null,8599,2.2843191202341054E-4,4.5733983565012541E-5,11.421595601170527,2.2862041417882453,2.5148245559670701,57.107978005852637,11.431020708941226,12.574122779835349,114.21595601170527,22.862041417882452,25.148245559670698,{"$f":"Input!$F$21*C8609","v":22.843191202341053},{"$f":"Input!$F$21*D8609","v":4.5733983565012544},5.0307381921513805]
[null,8600,2.3333185646482352E-4,4.5733983565012541E-5,11.666592823241176,2.2862041417882453,2.5148245559670701,58.332964116205879,11.431020708941226,12.574122779835349,116.66592823241176,22.862041417882452,25.148245559670698,{"$f":"Input!$F$21*C8610","v":23.333185646482352},{"$f":"Input!$F$21*D8610","v":4.5733983565012544},5.0307381921513805]
[null,8601,2.3753180884317747E-4,4.5733983565012541E-5,11.876590442158873,2.2862041417882453,2.5148245559670701,59.382952210794365,11.431020708941226,12.574122779835349,118.76590442158873,22.862041417882452,25.148245559670698,{"$f":"Input!$F$21*C8611","v":23.753180884317747},{"$f":"Input!$F$21*D8611","v":4.5733983565012544},5.0307381921513805]
[null,8602,2.3823180090623648E-4,4.5733983565012541E-5,11.911590045311824,2.2862041417882453,2.5148245559670701,59.557950226559122,11.431020708941226,12.574122779835349,119.11590045311824,22.862041417882452,25.148245559670698,{"$f":"Input!$F$21*C8612","v":23.823180090623648},{"$f":"Input!$F$21*D8612","v":4.5733983565012544},5.0307381921513805]
[null,8603,2.2423195964505656E-4,4.5733983565012541E-5,11.211597982252828,2.2862041417882453,2.5148245559670701,56.057989911264144,11.431020708941226,12.574122779835349,112.11597982252829,22.862041417882452,25.148245559670698,{"$f":"Input!$F$21*C8613","v":22.423195964505656},{"$f":"Input!$F$21*D8613","v":4.5733983565012544},5.0307381921513805]
[null,8604,2.1933201520364361E-4,4.5733983565012541E-5,10.96660076018218,2.2862041417882453,2.5148245559670701,54.833003800910902,11.431020708941226,12.574122779835349,109.6660076018218,22.862041417882452,25.148245559670698,{"$f":"Input!$F$21*C8614","v":21.93320152036436},{"$f":"Input!$F$21*D8614","v":4.5733983565012544},5.0307381921513805]
[null,8605,2.186320231405846E-4,4.5733983565012541E-5,10.931601157029229,2.2862041417882453,2.5148245559670701,54.658005785146152,11.431020708941226,12.574122779835349,109.3160115702923,22.862041417882452,25.148245559670698,{"$f":"Input!$F$21*C8615","v":21.863202314058459},{"$f":"Input!$F$21*D8615","v":4.5733983565012544},5.0307381921513805]
[null,8606,2.1443207076223063E-4,4.5733983565012541E-5,10.72160353811153,2.2862041417882453,2.5148245559670701,53.608017690557659,11.431020708941226,12.574122779835349,107.21603538111532,22.862041417882452,25.148245559670698,{"$f":"Input!$F$21*C8616","v":21.443207076223061},{"$f":"Input!$F$21*D8616","v":4.5733983565012544},5.0307381921513805]
[null,8607,2.1233209457305362E-4,4.5733983565012541E-5,10.616604728652682,2.2862041417882453,2.5148245559670701,53.083023643263409,11.431020708941226,12.574122779835349,106.16604728652682,22.862041417882452,25.148245559670698,{"$f":"Input!$F$21*C8617","v":21.233209457305364},{"$f":"Input!$F$21*D8617","v":4.5733983565012544},5.0307381921513805]
[null,8608,2.1723203901446661E-4,4.5733983565012541E-5,10.86160195072333,2.2862041417882453,2.5148245559670701,54.308009753616652,11.431020708941226,12.574122779835349,108.6160195072333,22.862041417882452,25.148245559670698,{"$f":"Input!$F$21*C8618","v":21.723203901446659},{"$f":"Input!$F$21*D8618","v":4.5733983565012544},5.0307381921513805]
[null,8609,2.2703192789729255E-4,4.5733983565012541E-5,11.351596394864627,2.2862041417882453,2.5148245559670701,56.757981974323137,11.431020708941226,12.574122779835349,113.51596394864627,22.862041417882452,25.148245559670698,{"$f":"Input!$F$21*C8619","v":22.703192789729254},{"$f":"Input!$F$21*D8619","v":4.5733983565012544},5.0307381921513805]
[null,8610,2.3193187233870553E-4,4.5733983565012541E-5,11.596593616935277,2.2862041417882453,2.5148245559670701,57.982968084676379,11.431020708941226,12.574122779835349,115.96593616935276,22.862041417882452,25.148245559670698,{"$f":"Input!$F$21*C8620","v":23.193187233870553},{"$f":"Input!$F$21*D8620","v":4.5733983565012544},5.0307381921513805]
[null,8611,2.3193187233870553E-4,4.5733983565012541E-5,11.596593616935277,2.2862041417882453,2.5148245559670701,57.982968084676379,11.431020708941226,12.574122779835349,115.96593616935276,22.862041417882452,25.148245559670698,{"$f":"Input!$F$21*C8621","v":23.193187233870553},{"$f":"Input!$F$21*D8621","v":4.5733983565012544},5.0307381921513805]
[null,8612,2.3823180090623648E-4,4.5733983565012541E-5,11.911590045311824,2.2862041417882453,2.5148245559670701,59.557950226559122,11.431020708941226,12.574122779835349,119.11590045311824,22.862041417882452,25.148245559670698,{"$f":"Input!$F$21*C8622","v":23.823180090623648},{"$f":"Input!$F$21*D8622","v":4.5733983565012544},5.0307381921513805]
[null,8613,2.4033177709541348E-4,4.5733983565012541E-5,12.016588854770674,2.2862041417882453,2.5148245559670701,60.082944273853371,11.431020708941226,12.574122779835349,120.16588854770674,22.862041417882452,25.148245559670698,{"$f":"Input!$F$21*C8623","v":24.033177709541349},{"$f":"Input!$F$21*D8623","v":4.5733983565012544},5.0307381921513805]
[null,8614,2.4593171359988547E-4,4.5733983565012541E-5,12.296585679994273,2.2862041417882453,2.5148245559670701,61.482928399971364,11.431020708941226,12.574122779835349,122.96585679994273,22.862041417882452,25.148245559670698,{"$f":"Input!$F$21*C8624","v":24.593171359988546},{"$f":"Input!$F$21*D8624","v":4.5733983565012544},5.0307381921513805]
[null,8615,2.4943167391518043E-4,4.5733983565012541E-5,12.471583695759021,2.2862041417882453,2.5148245559670701,62.357918478795106,11.431020708941226,12.574122779835349,124.71583695759021,22.862041417882452,25.148245559670698,{"$f":"Input!$F$21*C8625","v":24.943167391518042},{"$f":"Input!$F$21*D8625","v":4.5733983565012544},5.0307381921513805]
[null,8616,2.5223164216741642E-4,4.5733983565012541E-5,12.61158210837082,2.2862041417882453,2.5148245559670701,63.057910541854106,11.431020708941226,12.574122779835349,126.11582108370821,22.862041417882452,25.148245559670698,{"$f":"Input!$F$21*C8626","v":25.22316421674164},{"$f":"Input!$F$21*D8626","v":4.5733983565012544},5.0307381921513805]
[null,8617,1.3533296763656405E-4,4.5733983565012541E-5,6.7666483818282028,2.2862041417882453,2.5148245559670701,33.833241909141016,11.431020708941226,12.574122779835349,67.666483818282032,22.862041417882452,25.148245559670698,{"$f":"Input!$F$21*C8627","v":13.533296763656406},{"$f":"Input!$F$21*D8627","v":4.5733983565012544},5.0307381921513805]
[null,8618,1.3743294382574105E-4,4.5733983565012541E-5,6.8716471912870523,2.2862041417882453,2.5148245559670701,34.358235956435266,11.431020708941226,12.574122779835349,68.716471912870531,22.862041417882452,25.148245559670698,{"$f":"Input!$F$21*C8628","v":13.743294382574105},{"$f":"Input!$F$21*D8628","v":4.5733983565012544},5.0307381921513805]
[null,8619,1.3533296763656405E-4,4.5733983565012541E-5,6.7666483818282028,2.2862041417882453,2.5148245559670701,33.833241909141016,11.431020708941226,12.574122779835349,67.666483818282032,22.862041417882452,25.148245559670698,{"$f":"Input!$F$21*C8629","v":13.533296763656406},{"$f":"Input!$F$21*D8629","v":4.5733983565012544},5.0307381921513805]
[null,8620,1.3323299144738705E-4,4.5733983565012541E-5,6.6616495723693525,2.2862041417882453,2.5148245559670701,33.308247861846766,11.431020708941226,12.574122779835349,66.616495723693532,22.862041417882452,25.148245559670698,{"$f":"Input!$F$21*C8630","v":13.323299144738705},{"$f":"Input!$F$21*D8630","v":4.5733983565012544},5.0307381921513805]
[null,8621,1.3113301525821005E-4,4.5733983565012541E-5,6.5566507629105031,2.2862041417882453,2.5148245559670701,32.783253814552516,11.431020708941226,12.574122779835349,65.566507629105033,22.862041417882452,25.148245559670698,{"$f":"Input!$F$21*C8631","v":13.113301525821006},{"$f":"Input!$F$21*D8631","v":4.5733983565012544},5.0307381921513805]
[null,8622,1.304330231951511E-4,4.5733983565012541E-5,6.521651159757555,2.2862041417882453,2.5148245559670701,32.608255798787773,11.431020708941226,12.574122779835349,65.216511597575547,22.862041417882452,25.148245559670698,{"$f":"Input!$F$21*C8632","v":13.04330231951511},{"$f":"Input!$F$21*D8632","v":4.5733983565012544},5.0307381921513805]
[null,8623,1.3113301525821005E-4,4.5733983565012541E-5,6.5566507629105031,2.2862041417882453,2.5148245559670701,32.783253814552516,11.431020708941226,12.574122779835349,65.566507629105033,22.862041417882452,25.148245559670698,{"$f":"Input!$F$21*C8633","v":13.113301525821006},{"$f":"Input!$F$21*D8633","v":4.5733983565012544},5.0307381921513805]
[null,8624,1.3393298351044606E-4,4.5733983565012541E-5,6.6966491755223032,2.2862041417882453,2.5148245559670701,33.483245877611516,11.431020708941226,12.574122779835349,66.966491755223032,22.862041417882452,25.148245559670698,{"$f":"Input!$F$21*C8634","v":13.393298351044606},{"$f":"Input!$F$21*D8634","v":4.5733983565012544},5.0307381921513805]
[null,8625,1.3813293588880004E-4,4.5733983565012541E-5,6.9066467944400021,2.2862041417882453,2.5148245559670701,34.533233972200009,11.431020708941226,12.574122779835349,69.066467944400017,22.862041417882452,25.148245559670698,{"$f":"Input!$F$21*C8635","v":13.813293588880004},{"$f":"Input!$F$21*D8635","v":4.5733983565012544},5.0307381921513805]
[null,8626,1.3883292795185905E-4,4.5733983565012541E-5,6.9416463975929519,2.2862041417882453,2.5148245559670701,34.708231987964759,11.431020708941226,12.574122779835349,69.416463975929517,22.862041417882452,25.148245559670698,{"$f":"Input!$F$21*C8636","v":13.883292795185904},{"$f":"Input!$F$21*D8636","v":4.5733983565012544},5.0307381921513805]
[null,8627,1.3393298351044606E-4,4.5733983565012541E-5,6.6966491755223032,2.2862041417882453,2.5148245559670701,33.483245877611516,11.431020708941226,12.574122779835349,66.966491755223032,22.862041417882452,25.148245559670698,{"$f":"Input!$F$21*C8637","v":13.393298351044606},{"$f":"Input!$F$21*D8637","v":4.5733983565012544},5.0307381921513805]
[null,8628,1.304330231951511E-4,4.5733983565012541E-5,6.521651159757555,2.2862041417882453,2.5148245559670701,32.608255798787773,11.431020708941226,12.574122779835349,65.216511597575547,22.862041417882452,25.148245559670698,{"$f":"Input!$F$21*C8638","v":13.04330231951511},{"$f":"Input!$F$21*D8638","v":4.5733983565012544},5.0307381921513805]
[null,8629,1.2903303906903311E-4,4.5733983565012541E-5,6.4516519534516554,2.2862041417882453,2.5148245559670701,32.258259767258274,11.431020708941226,12.574122779835349,64.516519534516547,22.862041417882452,25.148245559670698,{"$f":"Input!$F$21*C8639","v":12.903303906903311},{"$f":"Input!$F$21*D8639","v":4.5733983565012544},5.0307381921513805]
[null,8630,1.2903303906903311E-4,4.5733983565012541E-5,6.4516519534516554,2.2862041417882453,2.5148245559670701,32.258259767258274,11.431020708941226,12.574122779835349,64.516519534516547,22.862041417882452,25.148245559670698,{"$f":"Input!$F$21*C8640","v":12.903303906903311},{"$f":"Input!$F$21*D8640","v":4.5733983565012544},5.0307381921513805]
[null,8631,1.2973303113209209E-4,4.5733983565012541E-5,6.4866515566046044,2.2862041417882453,2.5148245559670701,32.433257783023024,11.431020708941226,12.574122779835349,64.866515566046047,22.862041417882452,25.148245559670698,{"$f":"Input!$F$21*C8641","v":12.973303113209209},{"$f":"Input!$F$21*D8641","v":4.5733983565012544},5.0307381921513805]
[null,8632,1.304330231951511E-4,4.5733983565012541E-5,6.521651159757555,2.2862041417882453,2.5148245559670701,32.608255798787773,11.431020708941226,12.574122779835349,65.216511597575547,22.862041417882452,25.148245559670698,{"$f":"Input!$F$21*C8642","v":13.04330231951511},{"$f":"Input!$F$21*D8642","v":4.5733983565012544},5.0307381921513805]
[null,8633,1.3183300732126906E-4,4.5733983565012541E-5,6.5916503660634529,2.2862041417882453,2.5148245559670701,32.958251830317266,11.431020708941226,12.574122779835349,65.916503660634532,22.862041417882452,25.148245559670698,{"$f":"Input!$F$21*C8643","v":13.183300732126906},{"$f":"Input!$F$21*D8643","v":4.5733983565012544},5.0307381921513805]
[null,8634,1.3183300732126906E-4,4.5733983565012541E-5,6.5916503660634529,2.2862041417882453,2.5148245559670701,32.958251830317266,11.431020708941226,12.574122779835349,65.916503660634532,22.862041417882452,25.148245559670698,{"$f":"Input!$F$21*C8644","v":13.183300732126906},{"$f":"Input!$F$21*D8644","v":4.5733983565012544},5.0307381921513805]
[null,8635,1.325329993843281E-4,4.5733983565012541E-5,6.6266499692164045,2.2862041417882453,2.5148245559670701,33.133249846082023,11.431020708941226,12.574122779835349,66.266499692164047,22.862041417882452,25.148245559670698,{"$f":"Input!$F$21*C8645","v":13.253299938432809},{"$f":"Input!$F$21*D8645","v":4.5733983565012544},5.0307381921513805]
[null,8636,1.3323299144738705E-4,4.5733983565012541E-5,6.6616495723693525,2.2862041417882453,2.5148245559670701,33.308247861846766,11.431020708941226,12.574122779835349,66.616495723693532,22.862041417882452,25.148245559670698,{"$f":"Input!$F$21*C8646","v":13.323299144738705},{"$f":"Input!$F$21*D8646","v":4.5733983565012544},5.0307381921513805]
[null,8637,1.3393298351044606E-4,4.5733983565012541E-5,6.6966491755223032,2.2862041417882453,2.5148245559670701,33.483245877611516,11.431020708941226,12.574122779835349,66.966491755223032,22.862041417882452,25.148245559670698,{"$f":"Input!$F$21*C8647","v":13.393298351044606},{"$f":"Input!$F$21*D8647","v":4.5733983565012544},5.0307381921513805]
[null,8638,1.3393298351044606E-4,4.5733983565012541E-5,6.6966491755223032,2.2862041417882453,2.5148245559670701,33.483245877611516,11.431020708941226,12.574122779835349,66.966491755223032,22.862041417882452,25.148245559670698,{"$f":"Input!$F$21*C8648","v":13.393298351044606},{"$f":"Input!$F$21*D8648","v":4.5733983565012544},5.0307381921513805]
[null,8639,1.3393298351044606E-4,4.5733983565012541E-5,6.6966491755223032,2.2862041417882453,2.5148245559670701,33.483245877611516,11.431020708941226,12.574122779835349,66.966491755223032,22.862041417882452,25.148245559670698,{"$f":"Input!$F$21*C8649","v":13.393298351044606},{"$f":"Input!$F$21*D8649","v":4.5733983565012544},5.0307381921513805]
[null,8640,1.3393298351044606E-4,4.5733983565012541E-5,6.6966491755223032,2.2862041417882453,2.5148245559670701,33.483245877611516,11.431020708941226,12.574122779835349,66.966491755223032,22.862041417882452,25.148245559670698,{"$f":"Input!$F$21*C8650","v":13.393298351044606},{"$f":"Input!$F$21*D8650","v":4.5733983565012544},5.0307381921513805]
[null,8641,1.3463297557350504E-4,4.5733983565012541E-5,{"$f":"$E$9*C8651","v":6.7316487786752521},2.2862041417882453,{"$f":"F8651*1.1","v":2.5148245559670701},{"$f":"$H$9*C8651","v":33.658243893376259},11.431020708941226,{"$f":"I8651*1.1","v":12.574122779835349},{"$f":"$K$9*C8651","v":67.316487786752518},22.862041417882452,{"$f":"L8651*1.1","v":25.148245559670698},{"$f":"Input!$F$21*C8651","v":13.463297557350504},{"$f":"Input!$F$21*D8651","v":4.5733983565012544},5.0307381921513805]
[null,8642,1.3603295969962304E-4,4.5733983565012541E-5,6.8016479849811518,2.2862041417882453,2.5148245559670701,34.008239924905759,11.431020708941226,12.574122779835349,68.016479849811518,22.862041417882452,25.148245559670698,{"$f":"Input!$F$21*C8652","v":13.603295969962304},{"$f":"Input!$F$21*D8652","v":4.5733983565012544},{"$f":"O8652*1.1","v":5.0307381921513805}]
[null,8643,1.3743294382574105E-4,4.5733983565012541E-5,6.8716471912870523,2.2862041417882453,2.5148245559670701,34.358235956435266,11.431020708941226,12.574122779835349,68.716471912870531,22.862041417882452,25.148245559670698,{"$f":"Input!$F$21*C8653","v":13.743294382574105},{"$f":"Input!$F$21*D8653","v":4.5733983565012544},5.0307381921513805]
[null,8644,1.3743294382574105E-4,4.5733983565012541E-5,6.8716471912870523,2.2862041417882453,2.5148245559670701,34.358235956435266,11.431020708941226,12.574122779835349,68.716471912870531,22.862041417882452,25.148245559670698,{"$f":"Input!$F$21*C8654","v":13.743294382574105},{"$f":"Input!$F$21*D8654","v":4.5733983565012544},5.0307381921513805]
[null,8645,1.3883292795185905E-4,4.5733983565012541E-5,6.9416463975929519,2.2862041417882453,2.5148245559670701,34.708231987964759,11.431020708941226,12.574122779835349,69.416463975929517,22.862041417882452,25.148245559670698,{"$f":"Input!$F$21*C8655","v":13.883292795185904},{"$f":"Input!$F$21*D8655","v":4.5733983565012544},5.0307381921513805]
[null,8646,1.4023291207797704E-4,4.5733983565012541E-5,7.0116456038988515,2.2862041417882453,2.5148245559670701,35.058228019494258,11.431020708941226,12.574122779835349,70.116456038988517,22.862041417882452,25.148245559670698,{"$f":"Input!$F$21*C8656","v":14.023291207797703},{"$f":"Input!$F$21*D8656","v":4.5733983565012544},5.0307381921513805]
[null,8647,1.4303288033021302E-4,4.5733983565012541E-5,7.1516440165106507,2.2862041417882453,2.5148245559670701,35.758220082553258,11.431020708941226,12.574122779835349,71.516440165106516,22.862041417882452,25.148245559670698,{"$f":"Input!$F$21*C8657","v":14.303288033021301},{"$f":"Input!$F$21*D8657","v":4.5733983565012544},5.0307381921513805]
[null,8648,1.4373287239327203E-4,4.5733983565012541E-5,7.1866436196636014,2.2862041417882453,2.5148245559670701,35.933218098318008,11.431020708941226,12.574122779835349,71.866436196636016,22.862041417882452,25.148245559670698,{"$f":"Input!$F$21*C8658","v":14.373287239327203},{"$f":"Input!$F$21*D8658","v":4.5733983565012544},5.0307381921513805]
[null,8649,1.4513285651938999E-4,4.5733983565012541E-5,7.2566428259694993,2.2862041417882453,2.5148245559670701,36.283214129847501,11.431020708941226,12.574122779835349,72.566428259695002,22.862041417882452,25.148245559670698,{"$f":"Input!$F$21*C8659","v":14.513285651938999},{"$f":"Input!$F$21*D8659","v":4.5733983565012544},5.0307381921513805]
[null,8650,1.4513285651938999E-4,4.5733983565012541E-5,7.2566428259694993,2.2862041417882453,2.5148245559670701,36.283214129847501,11.431020708941226,12.574122779835349,72.566428259695002,22.862041417882452,25.148245559670698,{"$f":"Input!$F$21*C8660","v":14.513285651938999},{"$f":"Input!$F$21*D8660","v":4.5733983565012544},5.0307381921513805]
[null,8651,1.4443286445633098E-4,4.5733983565012541E-5,7.2216432228165495,2.2862041417882453,2.5148245559670701,36.108216114082744,11.431020708941226,12.574122779835349,72.216432228165488,22.862041417882452,25.148245559670698,{"$f":"Input!$F$21*C8661","v":14.443286445633099},{"$f":"Input!$F$21*D8661","v":4.5733983565012544},5.0307381921513805]
[null,8652,1.4233288826715404E-4,4.5733983565012541E-5,7.1166444133577018,2.2862041417882453,2.5148245559670701,35.583222066788508,11.431020708941226,12.574122779835349,71.166444133577016,22.862041417882452,25.148245559670698,{"$f":"Input!$F$21*C8662","v":14.233288826715404},{"$f":"Input!$F$21*D8662","v":4.5733983565012544},5.0307381921513805]
[null,8653,1.4093290414103602E-4,4.5733983565012541E-5,7.0466452070518013,2.2862041417882453,2.5148245559670701,35.233226035259001,11.431020708941226,12.574122779835349,70.466452070518002,22.862041417882452,25.148245559670698,{"$f":"Input!$F$21*C8663","v":14.093290414103603},{"$f":"Input!$F$21*D8663","v":4.5733983565012544},5.0307381921513805]
[null,8654,1.3813293588880004E-4,4.5733983565012541E-5,6.9066467944400021,2.2862041417882453,2.5148245559670701,34.533233972200009,11.431020708941226,12.574122779835349,69.066467944400017,22.862041417882452,25.148245559670698,{"$f":"Input!$F$21*C8664","v":13.813293588880004},{"$f":"Input!$F$21*D8664","v":4.5733983565012544},5.0307381921513805]
[null,8655,1.3813293588880004E-4,4.5733983565012541E-5,6.9066467944400021,2.2862041417882453,2.5148245559670701,34.533233972200009,11.431020708941226,12.574122779835349,69.066467944400017,22.862041417882452,25.148245559670698,{"$f":"Input!$F$21*C8665","v":13.813293588880004},{"$f":"Input!$F$21*D8665","v":4.5733983565012544},5.0307381921513805]
[null,8656,1.3953292001491803E-4,4.5733983565012541E-5,6.9766460007459017,2.2862041417882453,2.5148245559670701,34.883230003729508,11.431020708941226,12.574122779835349,69.766460007459017,22.862041417882452,25.148245559670698,{"$f":"Input!$F$21*C8666","v":13.953292001491803},{"$f":"Input!$F$21*D8666","v":4.5733983565012544},5.0307381921513805]
[null,8657,1.4303288033021302E-4,4.5733983565012541E-5,7.1516440165106507,2.2862041417882453,2.5148245559670701,35.758220082553258,11.431020708941226,12.574122779835349,71.516440165106516,22.862041417882452,25.148245559670698,{"$f":"Input!$F$21*C8667","v":14.303288033021301},{"$f":"Input!$F$21*D8667","v":4.5733983565012544},5.0307381921513805]
[null,8658,1.4793282477162597E-4,4.5733983565012541E-5,7.3966412385812985,2.2862041417882453,2.5148245559670701,36.983206192906493,11.431020708941226,12.574122779835349,73.966412385812987,22.862041417882452,25.148245559670698,{"$f":"Input!$F$21*C8668","v":14.793282477162597},{"$f":"Input!$F$21*D8668","v":4.5733983565012544},5.0307381921513805]
[null,8659,1.5073279302386196E-4,4.5733983565012541E-5,7.5366396511930978,2.2862041417882453,2.5148245559670701,37.683198255965486,11.431020708941226,12.574122779835349,75.366396511930972,22.862041417882452,25.148245559670698,{"$f":"Input!$F$21*C8669","v":15.073279302386196},{"$f":"Input!$F$21*D8669","v":4.5733983565012544},5.0307381921513805]
[null,8660,1.5633272952833395E-4,4.5733983565012541E-5,7.8166364764166971,2.2862041417882453,2.5148245559670701,39.083182382083486,11.431020708941226,12.574122779835349,78.166364764166971,22.862041417882452,25.148245559670698,{"$f":"Input!$F$21*C8670","v":15.633272952833394},{"$f":"Input!$F$21*D8670","v":4.5733983565012544},5.0307381921513805]
[null,8661,1.6333265015892391E-4,4.5733983565012541E-5,8.1666325079461952,2.2862041417882453,2.5148245559670701,40.833162539730978,11.431020708941226,12.574122779835349,81.666325079461956,22.862041417882452,25.148245559670698,{"$f":"Input!$F$21*C8671","v":16.33326501589239},{"$f":"Input!$F$21*D8671","v":4.5733983565012544},5.0307381921513805]
[null,8662,1.647326342850419E-4,4.5733983565012541E-5,8.2366317142520948,2.2862041417882453,2.5148245559670701,41.183158571260471,11.431020708941226,12.574122779835349,82.366317142520941,22.862041417882452,25.148245559670698,{"$f":"Input!$F$21*C8672","v":16.47326342850419},{"$f":"Input!$F$21*D8672","v":4.5733983565012544},5.0307381921513805]
[null,8663,1.647326342850419E-4,4.5733983565012541E-5,8.2366317142520948,2.2862041417882453,2.5148245559670701,41.183158571260471,11.431020708941226,12.574122779835349,82.366317142520941,22.862041417882452,25.148245559670698,{"$f":"Input!$F$21*C8673","v":16.47326342850419},{"$f":"Input!$F$21*D8673","v":4.5733983565012544},5.0307381921513805]
[null,8664,1.6613261841115989E-4,4.5733983565012541E-5,8.3066309205579945,2.2862041417882453,2.5148245559670701,41.533154602789971,11.431020708941226,12.574122779835349,83.066309205579941,22.862041417882452,25.148245559670698,{"$f":"Input!$F$21*C8674","v":16.613261841115989},{"$f":"Input!$F$21*D8674","v":4.5733983565012544},5.0307381921513805]
[null,8665,1.5983268984362891E-4,4.5733983565012541E-5,7.9916344921814453,2.2862041417882453,2.5148245559670701,39.958172460907228,11.431020708941226,12.574122779835349,79.916344921814456,22.862041417882452,25.148245559670698,{"$f":"Input!$F$21*C8675","v":15.983268984362891},{"$f":"Input!$F$21*D8675","v":4.5733983565012544},5.0307381921513805]
[null,8666,1.5983268984362891E-4,4.5733983565012541E-5,7.9916344921814453,2.2862041417882453,2.5148245559670701,39.958172460907228,11.431020708941226,12.574122779835349,79.916344921814456,22.862041417882452,25.148245559670698,{"$f":"Input!$F$21*C8676","v":15.983268984362891},{"$f":"Input!$F$21*D8676","v":4.5733983565012544},5.0307381921513805]
[null,8667,1.591326977805699E-4,4.5733983565012541E-5,7.9566348890284955,2.2862041417882453,2.5148245559670701,39.783174445142478,11.431020708941226,12.574122779835349,79.566348890284956,22.862041417882452,25.148245559670698,{"$f":"Input!$F$21*C8677","v":15.913269778056991},{"$f":"Input!$F$21*D8677","v":4.5733983565012544},5.0307381921513805]
[null,8668,1.5493274540221596E-4,4.5733983565012541E-5,7.7466372701107975,2.2862041417882453,2.5148245559670701,38.733186350553993,11.431020708941226,12.574122779835349,77.466372701107986,22.862041417882452,25.148245559670698,{"$f":"Input!$F$21*C8678","v":15.493274540221595},{"$f":"Input!$F$21*D8678","v":4.5733983565012544},5.0307381921513805]
[null,8669,1.5073279302386196E-4,4.5733983565012541E-5,7.5366396511930978,2.2862041417882453,2.5148245559670701,37.683198255965486,11.431020708941226,12.574122779835349,75.366396511930972,22.862041417882452,25.148245559670698,{"$f":"Input!$F$21*C8679","v":15.073279302386196},{"$f":"Input!$F$21*D8679","v":4.5733983565012544},5.0307381921513805]
[null,8670,1.4933280889774397E-4,4.5733983565012541E-5,7.4666404448871981,2.2862041417882453,2.5148245559670701,37.333202224435993,11.431020708941226,12.574122779835349,74.666404448871987,22.862041417882452,25.148245559670698,{"$f":"Input!$F$21*C8680","v":14.933280889774396},{"$f":"Input!$F$21*D8680","v":4.5733983565012544},5.0307381921513805]
[null,8671,1.5003280096080297E-4,4.5733983565012541E-5,7.5016400480401488,2.2862041417882453,2.5148245559670701,37.508200240200743,11.431020708941226,12.574122779835349,75.016400480401487,22.862041417882452,25.148245559670698,{"$f":"Input!$F$21*C8681","v":15.003280096080298},{"$f":"Input!$F$21*D8681","v":4.5733983565012544},5.0307381921513805]
[null,8672,1.5143278508692097E-4,4.5733983565012541E-5,7.5716392543460485,2.2862041417882453,2.5148245559670701,37.858196271730243,11.431020708941226,12.574122779835349,75.716392543460486,22.862041417882452,25.148245559670698,{"$f":"Input!$F$21*C8682","v":15.143278508692097},{"$f":"Input!$F$21*D8682","v":4.5733983565012544},5.0307381921513805]
[null,8673,1.4723283270856699E-4,4.5733983565012541E-5,7.3616416354283496,2.2862041417882453,2.5148245559670701,36.808208177141751,11.431020708941226,12.574122779835349,73.616416354283501,22.862041417882452,25.148245559670698,{"$f":"Input!$F$21*C8683","v":14.723283270856699},{"$f":"Input!$F$21*D8683","v":4.5733983565012544},5.0307381921513805]
[null,8674,1.4653284064550798E-4,4.5733983565012541E-5,7.3266420322753989,2.2862041417882453,2.5148245559670701,36.633210161376994,11.431020708941226,12.574122779835349,73.266420322753987,22.862041417882452,25.148245559670698,{"$f":"Input!$F$21*C8684","v":14.653284064550798},{"$f":"Input!$F$21*D8684","v":4.5733983565012544},5.0307381921513805]
[null,8675,1.4513285651938999E-4,4.5733983565012541E-5,7.2566428259694993,2.2862041417882453,2.5148245559670701,36.283214129847501,11.431020708941226,12.574122779835349,72.566428259695002,22.862041417882452,25.148245559670698,{"$f":"Input!$F$21*C8685","v":14.513285651938999},{"$f":"Input!$F$21*D8685","v":4.5733983565012544},5.0307381921513805]
[null,8676,1.4583284858244903E-4,4.5733983565012541E-5,7.2916424291224518,2.2862041417882453,2.5148245559670701,36.458212145612258,11.431020708941226,12.574122779835349,72.916424291224516,22.862041417882452,25.148245559670698,{"$f":"Input!$F$21*C8686","v":14.583284858244904},{"$f":"Input!$F$21*D8686","v":4.5733983565012544},5.0307381921513805]
[null,8677,1.4653284064550798E-4,4.5733983565012541E-5,7.3266420322753989,2.2862041417882453,2.5148245559670701,36.633210161376994,11.431020708941226,12.574122779835349,73.266420322753987,22.862041417882452,25.148245559670698,{"$f":"Input!$F$21*C8687","v":14.653284064550798},{"$f":"Input!$F$21*D8687","v":4.5733983565012544},5.0307381921513805]
[null,8678,1.4653284064550798E-4,4.5733983565012541E-5,7.3266420322753989,2.2862041417882453,2.5148245559670701,36.633210161376994,11.431020708941226,12.574122779835349,73.266420322753987,22.862041417882452,25.148245559670698,{"$f":"Input!$F$21*C8688","v":14.653284064550798},{"$f":"Input!$F$21*D8688","v":4.5733983565012544},5.0307381921513805]
[null,8679,1.4723283270856699E-4,4.5733983565012541E-5,7.3616416354283496,2.2862041417882453,2.5148245559670701,36.808208177141751,11.431020708941226,12.574122779835349,73.616416354283501,22.862041417882452,25.148245559670698,{"$f":"Input!$F$21*C8689","v":14.723283270856699},{"$f":"Input!$F$21*D8689","v":4.5733983565012544},5.0307381921513805]
[null,8680,1.4723283270856699E-4,4.5733983565012541E-5,7.3616416354283496,2.2862041417882453,2.5148245559670701,36.808208177141751,11.431020708941226,12.574122779835349,73.616416354283501,22.862041417882452,25.148245559670698,{"$f":"Input!$F$21*C8690","v":14.723283270856699},{"$f":"Input!$F$21*D8690","v":4.5733983565012544},5.0307381921513805]
[null,8681,1.4793282477162597E-4,4.5733983565012541E-5,7.3966412385812985,2.2862041417882453,2.5148245559670701,36.983206192906493,11.431020708941226,12.574122779835349,73.966412385812987,22.862041417882452,25.148245559670698,{"$f":"Input!$F$21*C8691","v":14.793282477162597},{"$f":"Input!$F$21*D8691","v":4.5733983565012544},5.0307381921513805]
[null,8682,1.4793282477162597E-4,4.5733983565012541E-5,7.3966412385812985,2.2862041417882453,2.5148245559670701,36.983206192906493,11.431020708941226,12.574122779835349,73.966412385812987,22.862041417882452,25.148245559670698,{"$f":"Input!$F$21*C8692","v":14.793282477162597},{"$f":"Input!$F$21*D8692","v":4.5733983565012544},5.0307381921513805]
[null,8683,1.4793282477162597E-4,4.5733983565012541E-5,7.3966412385812985,2.2862041417882453,2.5148245559670701,36.983206192906493,11.431020708941226,12.574122779835349,73.966412385812987,22.862041417882452,25.148245559670698,{"$f":"Input!$F$21*C8693","v":14.793282477162597},{"$f":"Input!$F$21*D8693","v":4.5733983565012544},5.0307381921513805]
[null,8684,1.4653284064550798E-4,4.5733983565012541E-5,7.3266420322753989,2.2862041417882453,2.5148245559670701,36.633210161376994,11.431020708941226,12.574122779835349,73.266420322753987,22.862041417882452,25.148245559670698,{"$f":"Input!$F$21*C8694","v":14.653284064550798},{"$f":"Input!$F$21*D8694","v":4.5733983565012544},5.0307381921513805]
[null,8685,1.4793282477162597E-4,4.5733983565012541E-5,7.3966412385812985,2.2862041417882453,2.5148245559670701,36.983206192906493,11.431020708941226,12.574122779835349,73.966412385812987,22.862041417882452,25.148245559670698,{"$f":"Input!$F$21*C8695","v":14.793282477162597},{"$f":"Input!$F$21*D8695","v":4.5733983565012544},5.0307381921513805]
[null,8686,1.4863281683468498E-4,4.5733983565012541E-5,7.4316408417342492,2.2862041417882453,2.5148245559670701,37.158204208671243,11.431020708941226,12.574122779835349,74.316408417342487,22.862041417882452,25.148245559670698,{"$f":"Input!$F$21*C8696","v":14.863281683468498},{"$f":"Input!$F$21*D8696","v":4.5733983565012544},5.0307381921513805]
[null,8687,1.4863281683468498E-4,4.5733983565012541E-5,7.4316408417342492,2.2862041417882453,2.5148245559670701,37.158204208671243,11.431020708941226,12.574122779835349,74.316408417342487,22.862041417882452,25.148245559670698,{"$f":"Input!$F$21*C8697","v":14.863281683468498},{"$f":"Input!$F$21*D8697","v":4.5733983565012544},5.0307381921513805]
[null,8688,1.4863281683468498E-4,4.5733983565012541E-5,7.4316408417342492,2.2862041417882453,2.5148245559670701,37.158204208671243,11.431020708941226,12.574122779835349,74.316408417342487,22.862041417882452,25.148245559670698,{"$f":"Input!$F$21*C8698","v":14.863281683468498},{"$f":"Input!$F$21*D8698","v":4.5733983565012544},5.0307381921513805]
[null,8689,1.4933280889774397E-4,4.5733983565012541E-5,7.4666404448871981,2.2862041417882453,2.5148245559670701,37.333202224435993,11.431020708941226,12.574122779835349,74.666404448871987,22.862041417882452,25.148245559670698,{"$f":"Input!$F$21*C8699","v":14.933280889774396},{"$f":"Input!$F$21*D8699","v":4.5733983565012544},5.0307381921513805]
[null,8690,1.5073279302386196E-4,4.5733983565012541E-5,7.5366396511930978,2.2862041417882453,2.5148245559670701,37.683198255965486,11.431020708941226,12.574122779835349,75.366396511930972,22.862041417882452,25.148245559670698,{"$f":"Input!$F$21*C8700","v":15.073279302386196},{"$f":"Input!$F$21*D8700","v":4.5733983565012544},5.0307381921513805]
[null,8691,1.5423275333915695E-4,4.5733983565012541E-5,7.7116376669578477,2.2862041417882453,2.5148245559670701,38.558188334789236,11.431020708941226,12.574122779835349,77.116376669578472,22.862041417882452,25.148245559670698,{"$f":"Input!$F$21*C8701","v":15.423275333915695},{"$f":"Input!$F$21*D8701","v":4.5733983565012544},5.0307381921513805]
[null,8692,1.5703272159139296E-4,4.5733983565012541E-5,7.8516360795696478,2.2862041417882453,2.5148245559670701,39.258180397848243,11.431020708941226,12.574122779835349,78.516360795696485,22.862041417882452,25.148245559670698,{"$f":"Input!$F$21*C8702","v":15.703272159139296},{"$f":"Input!$F$21*D8702","v":4.5733983565012544},5.0307381921513805]
[null,8693,1.6193266603280591E-4,4.5733983565012541E-5,8.0966333016402956,2.2862041417882453,2.5148245559670701,40.483166508201478,11.431020708941226,12.574122779835349,80.966333016402956,22.862041417882452,25.148245559670698,{"$f":"Input!$F$21*C8703","v":16.193266603280591},{"$f":"Input!$F$21*D8703","v":4.5733983565012544},5.0307381921513805]
[null,8694,1.6753260253727788E-4,4.5733983565012541E-5,8.3766301268638941,2.2862041417882453,2.5148245559670701,41.88315063431947,11.431020708941226,12.574122779835349,83.766301268638941,22.862041417882452,25.148245559670698,{"$f":"Input!$F$21*C8704","v":16.753260253727788},{"$f":"Input!$F$21*D8704","v":4.5733983565012544},5.0307381921513805]
[null,8695,1.6963257872645488E-4,4.5733983565012541E-5,8.4816289363227444,2.2862041417882453,2.5148245559670701,42.40814468161372,11.431020708941226,12.574122779835349,84.81628936322744,22.862041417882452,25.148245559670698,{"$f":"Input!$F$21*C8705","v":16.963257872645489},{"$f":"Input!$F$21*D8705","v":4.5733983565012544},5.0307381921513805]
[null,8696,1.689325866633959E-4,4.5733983565012541E-5,8.4466293331697955,2.2862041417882453,2.5148245559670701,42.233146665848977,11.431020708941226,12.574122779835349,84.466293331697955,22.862041417882452,25.148245559670698,{"$f":"Input!$F$21*C8706","v":16.893258666339591},{"$f":"Input!$F$21*D8706","v":4.5733983565012544},5.0307381921513805]
[null,8697,1.6963257872645488E-4,4.5733983565012541E-5,8.4816289363227444,2.2862041417882453,2.5148245559670701,42.40814468161372,11.431020708941226,12.574122779835349,84.81628936322744,22.862041417882452,25.148245559670698,{"$f":"Input!$F$21*C8707","v":16.963257872645489},{"$f":"Input!$F$21*D8707","v":4.5733983565012544},5.0307381921513805]
[null,8698,1.6543262634810091E-4,4.5733983565012541E-5,8.2716313174050455,2.2862041417882453,2.5148245559670701,41.358156587025228,11.431020708941226,12.574122779835349,82.716313174050455,22.862041417882452,25.148245559670698,{"$f":"Input!$F$21*C8708","v":16.543262634810091},{"$f":"Input!$F$21*D8708","v":4.5733983565012544},5.0307381921513805]
[null,8699,1.5983268984362891E-4,4.5733983565012541E-5,7.9916344921814453,2.2862041417882453,2.5148245559670701,39.958172460907228,11.431020708941226,12.574122779835349,79.916344921814456,22.862041417882452,25.148245559670698,{"$f":"Input!$F$21*C8709","v":15.983268984362891},{"$f":"Input!$F$21*D8709","v":4.5733983565012544},5.0307381921513805]
[null,8700,1.5493274540221596E-4,4.5733983565012541E-5,7.7466372701107975,2.2862041417882453,2.5148245559670701,38.733186350553993,11.431020708941226,12.574122779835349,77.466372701107986,22.862041417882452,25.148245559670698,{"$f":"Input!$F$21*C8710","v":15.493274540221595},{"$f":"Input!$F$21*D8710","v":4.5733983565012544},5.0307381921513805]
[null,8701,1.5423275333915695E-4,4.5733983565012541E-5,7.7116376669578477,2.2862041417882453,2.5148245559670701,38.558188334789236,11.431020708941226,12.574122779835349,77.116376669578472,22.862041417882452,25.148245559670698,{"$f":"Input!$F$21*C8711","v":15.423275333915695},{"$f":"Input!$F$21*D8711","v":4.5733983565012544},5.0307381921513805]
[null,8702,1.5213277714997998E-4,4.5733983565012541E-5,7.6066388574989992,2.2862041417882453,2.5148245559670701,38.033194287494993,11.431020708941226,12.574122779835349,76.066388574989986,22.862041417882452,25.148245559670698,{"$f":"Input!$F$21*C8712","v":15.213277714997998},{"$f":"Input!$F$21*D8712","v":4.5733983565012544},5.0307381921513805]
[null,8703,1.5143278508692097E-4,4.5733983565012541E-5,7.5716392543460485,2.2862041417882453,2.5148245559670701,37.858196271730243,11.431020708941226,12.574122779835349,75.716392543460486,22.862041417882452,25.148245559670698,{"$f":"Input!$F$21*C8713","v":15.143278508692097},{"$f":"Input!$F$21*D8713","v":4.5733983565012544},5.0307381921513805]
[null,8704,1.5983268984362891E-4,4.5733983565012541E-5,7.9916344921814453,2.2862041417882453,2.5148245559670701,39.958172460907228,11.431020708941226,12.574122779835349,79.916344921814456,22.862041417882452,25.148245559670698,{"$f":"Input!$F$21*C8714","v":15.983268984362891},{"$f":"Input!$F$21*D8714","v":4.5733983565012544},5.0307381921513805]
[null,8705,1.6823259460033689E-4,4.5733983565012541E-5,{"$f":"$E$9*C8715","v":8.4116297300168448},2.2862041417882453,{"$f":"F8715*1.1","v":2.5148245559670701},{"$f":"$H$9*C8715","v":42.05814865008422},11.431020708941226,{"$f":"I8715*1.1","v":12.574122779835349},{"$f":"$K$9*C8715","v":84.116297300168441},22.862041417882452,{"$f":"L8715*1.1","v":25.148245559670698},{"$f":"Input!$F$21*C8715","v":16.82325946003369},{"$f":"Input!$F$21*D8715","v":4.5733983565012544},5.0307381921513805]
[null,8706,1.8013245967233983E-4,4.5733983565012541E-5,9.0066229836169907,2.2862041417882453,2.5148245559670701,45.033114918084955,11.431020708941226,12.574122779835349,90.06622983616991,22.862041417882452,25.148245559670698,{"$f":"Input!$F$21*C8716","v":18.013245967233981},{"$f":"Input!$F$21*D8716","v":4.5733983565012544},{"$f":"O8716*1.1","v":5.0307381921513805}]
[null,8707,1.8153244379845782E-4,4.5733983565012541E-5,9.0766221899228903,2.2862041417882453,2.5148245559670701,45.383110949614455,11.431020708941226,12.574122779835349,90.76622189922891,22.862041417882452,25.148245559670698,{"$f":"Input!$F$21*C8717","v":18.153244379845781},{"$f":"Input!$F$21*D8717","v":4.5733983565012544},5.0307381921513805]
[null,8708,1.8083245173539881E-4,4.5733983565012541E-5,9.0416225867699396,2.2862041417882453,2.5148245559670701,45.208112933849705,11.431020708941226,12.574122779835349,90.41622586769941,22.862041417882452,25.148245559670698,{"$f":"Input!$F$21*C8718","v":18.083245173539879},{"$f":"Input!$F$21*D8718","v":4.5733983565012544},5.0307381921513805]
[null,8709,1.7733249142010382E-4,4.5733983565012541E-5,8.8666245710051914,2.2862041417882453,2.5148245559670701,44.333122855025955,11.431020708941226,12.574122779835349,88.666245710051911,22.862041417882452,25.148245559670698,{"$f":"Input!$F$21*C8719","v":17.733249142010383},{"$f":"Input!$F$21*D8719","v":4.5733983565012544},5.0307381921513805]
[null,8710,1.7803248348316283E-4,4.5733983565012541E-5,8.9016241741581421,2.2862041417882453,2.5148245559670701,44.508120870790705,11.431020708941226,12.574122779835349,89.01624174158141,22.862041417882452,25.148245559670698,{"$f":"Input!$F$21*C8720","v":17.803248348316284},{"$f":"Input!$F$21*D8720","v":4.5733983565012544},5.0307381921513805]
[null,8711,1.8503240411375276E-4,4.5733983565012541E-5,9.2516202056876384,2.2862041417882453,2.5148245559670701,46.25810102843819,11.431020708941226,12.574122779835349,92.516202056876381,22.862041417882452,25.148245559670698,{"$f":"Input!$F$21*C8721","v":18.503240411375277},{"$f":"Input!$F$21*D8721","v":4.5733983565012544},5.0307381921513805]
[null,8712,1.8293242792457581E-4,4.5733983565012541E-5,9.1466213962287899,2.2862041417882453,2.5148245559670701,45.733106981143955,11.431020708941226,12.574122779835349,91.46621396228791,22.862041417882452,25.148245559670698,{"$f":"Input!$F$21*C8722","v":18.29324279245758},{"$f":"Input!$F$21*D8722","v":4.5733983565012544},5.0307381921513805]
[null,8713,1.8223243586151677E-4,4.5733983565012541E-5,9.1116217930758392,2.2862041417882453,2.5148245559670701,45.558108965379191,11.431020708941226,12.574122779835349,91.116217930758381,22.862041417882452,25.148245559670698,{"$f":"Input!$F$21*C8723","v":18.223243586151678},{"$f":"Input!$F$21*D8723","v":4.5733983565012544},5.0307381921513805]
[null,8714,1.8503240411375276E-4,4.5733983565012541E-5,9.2516202056876384,2.2862041417882453,2.5148245559670701,46.25810102843819,11.431020708941226,12.574122779835349,92.516202056876381,22.862041417882452,25.148245559670698,{"$f":"Input!$F$21*C8724","v":18.503240411375277},{"$f":"Input!$F$21*D8724","v":4.5733983565012544},5.0307381921513805]
[null,8715,1.8293242792457581E-4,4.5733983565012541E-5,9.1466213962287899,2.2862041417882453,2.5148245559670701,45.733106981143955,11.431020708941226,12.574122779835349,91.46621396228791,22.862041417882452,25.148245559670698,{"$f":"Input!$F$21*C8725","v":18.29324279245758},{"$f":"Input!$F$21*D8725","v":4.5733983565012544},5.0307381921513805]
[null,8716,1.7873247554622181E-4,4.5733983565012541E-5,8.936623777311091,2.2862041417882453,2.5148245559670701,44.683118886555455,11.431020708941226,12.574122779835349,89.36623777311091,22.862041417882452,25.148245559670698,{"$f":"Input!$F$21*C8726","v":17.873247554622182},{"$f":"Input!$F$21*D8726","v":4.5733983565012544},5.0307381921513805]
[null,8717,1.7663249935704484E-4,4.5733983565012541E-5,8.8316249678522425,2.2862041417882453,2.5148245559670701,44.158124839261205,11.431020708941226,12.574122779835349,88.316249678522411,22.862041417882452,25.148245559670698,{"$f":"Input!$F$21*C8727","v":17.663249935704485},{"$f":"Input!$F$21*D8727","v":4.5733983565012544},5.0307381921513805]
[null,8718,1.7103256285257284E-4,4.5733983565012541E-5,8.5516281426286422,2.2862041417882453,2.5148245559670701,42.758140713143213,11.431020708941226,12.574122779835349,85.516281426286426,22.862041417882452,25.148245559670698,{"$f":"Input!$F$21*C8728","v":17.103256285257284},{"$f":"Input!$F$21*D8728","v":4.5733983565012544},5.0307381921513805]
[null,8719,1.626326580958649E-4,4.5733983565012541E-5,8.1316329047932445,2.2862041417882453,2.5148245559670701,40.658164523966221,11.431020708941226,12.574122779835349,81.316329047932442,22.862041417882452,25.148245559670698,{"$f":"Input!$F$21*C8729","v":16.263265809586489},{"$f":"Input!$F$21*D8729","v":4.5733983565012544},5.0307381921513805]
[null,8720,1.6333265015892391E-4,4.5733983565012541E-5,8.1666325079461952,2.2862041417882453,2.5148245559670701,40.833162539730978,11.431020708941226,12.574122779835349,81.666325079461956,22.862041417882452,25.148245559670698,{"$f":"Input!$F$21*C8730","v":16.33326501589239},{"$f":"Input!$F$21*D8730","v":4.5733983565012544},5.0307381921513805]
[null,8721,1.6403264222198289E-4,4.5733983565012541E-5,8.2016321110991441,2.2862041417882453,2.5148245559670701,41.008160555495721,11.431020708941226,12.574122779835349,82.016321110991441,22.862041417882452,25.148245559670698,{"$f":"Input!$F$21*C8731","v":16.403264222198288},{"$f":"Input!$F$21*D8731","v":4.5733983565012544},5.0307381921513805]
[null,8722,1.6333265015892391E-4,4.5733983565012541E-5,8.1666325079461952,2.2862041417882453,2.5148245559670701,40.833162539730978,11.431020708941226,12.574122779835349,81.666325079461956,22.862041417882452,25.148245559670698,{"$f":"Input!$F$21*C8732","v":16.33326501589239},{"$f":"Input!$F$21*D8732","v":4.5733983565012544},5.0307381921513805]
[null,8723,1.5983268984362891E-4,4.5733983565012541E-5,7.9916344921814453,2.2862041417882453,2.5148245559670701,39.958172460907228,11.431020708941226,12.574122779835349,79.916344921814456,22.862041417882452,25.148245559670698,{"$f":"Input!$F$21*C8733","v":15.983268984362891},{"$f":"Input!$F$21*D8733","v":4.5733983565012544},5.0307381921513805]
[null,8724,1.5773271365445191E-4,4.5733983565012541E-5,7.8866356827225959,2.2862041417882453,2.5148245559670701,39.433178413612978,11.431020708941226,12.574122779835349,78.866356827225957,22.862041417882452,25.148245559670698,{"$f":"Input!$F$21*C8734","v":15.773271365445192},{"$f":"Input!$F$21*D8734","v":4.5733983565012544},5.0307381921513805]
[null,8725,1.5283276921303896E-4,4.5733983565012541E-5,7.6416384606519481,2.2862041417882453,2.5148245559670701,38.208192303259736,11.431020708941226,12.574122779835349,76.416384606519472,22.862041417882452,25.148245559670698,{"$f":"Input!$F$21*C8735","v":15.283276921303896},{"$f":"Input!$F$21*D8735","v":4.5733983565012544},5.0307381921513805]
[null,8726,1.5633272952833395E-4,4.5733983565012541E-5,7.8166364764166971,2.2862041417882453,2.5148245559670701,39.083182382083486,11.431020708941226,12.574122779835349,78.166364764166971,22.862041417882452,25.148245559670698,{"$f":"Input!$F$21*C8736","v":15.633272952833394},{"$f":"Input!$F$21*D8736","v":4.5733983565012544},5.0307381921513805]
[null,8727,1.605326819066879E-4,4.5733983565012541E-5,8.0266340953343942,2.2862041417882453,2.5148245559670701,40.133170476671971,11.431020708941226,12.574122779835349,80.266340953343942,22.862041417882452,25.148245559670698,{"$f":"Input!$F$21*C8737","v":16.053268190668788},{"$f":"Input!$F$21*D8737","v":4.5733983565012544},5.0307381921513805]
[null,8728,1.6613261841115989E-4,4.5733983565012541E-5,8.3066309205579945,2.2862041417882453,2.5148245559670701,41.533154602789971,11.431020708941226,12.574122779835349,83.066309205579941,22.862041417882452,25.148245559670698,{"$f":"Input!$F$21*C8738","v":16.613261841115989},{"$f":"Input!$F$21*D8738","v":4.5733983565012544},5.0307381921513805]
[null,8729,1.7103256285257284E-4,4.5733983565012541E-5,8.5516281426286422,2.2862041417882453,2.5148245559670701,42.758140713143213,11.431020708941226,12.574122779835349,85.516281426286426,22.862041417882452,25.148245559670698,{"$f":"Input!$F$21*C8739","v":17.103256285257284},{"$f":"Input!$F$21*D8739","v":4.5733983565012544},5.0307381921513805]
[null,8730,1.7453252316786783E-4,4.5733983565012541E-5,8.7266261583933922,2.2862041417882453,2.5148245559670701,43.633130791966956,11.431020708941226,12.574122779835349,87.266261583933911,22.862041417882452,25.148245559670698,{"$f":"Input!$F$21*C8740","v":17.453252316786784},{"$f":"Input!$F$21*D8740","v":4.5733983565012544},5.0307381921513805]
[null,8731,1.7733249142010382E-4,4.5733983565012541E-5,8.8666245710051914,2.2862041417882453,2.5148245559670701,44.333122855025955,11.431020708941226,12.574122779835349,88.666245710051911,22.862041417882452,25.148245559670698,{"$f":"Input!$F$21*C8741","v":17.733249142010383},{"$f":"Input!$F$21*D8741","v":4.5733983565012544},5.0307381921513805]
[null,8732,1.7593250729398583E-4,4.5733983565012541E-5,8.7966253646992918,2.2862041417882453,2.5148245559670701,43.983126823496455,11.431020708941226,12.574122779835349,87.966253646992911,22.862041417882452,25.148245559670698,{"$f":"Input!$F$21*C8742","v":17.593250729398584},{"$f":"Input!$F$21*D8742","v":4.5733983565012544},5.0307381921513805]
[null,8733,1.7173255491563185E-4,4.5733983565012541E-5,8.5866277457815929,2.2862041417882453,2.5148245559670701,42.933138728907963,11.431020708941226,12.574122779835349,85.866277457815926,22.862041417882452,25.148245559670698,{"$f":"Input!$F$21*C8743","v":17.173255491563186},{"$f":"Input!$F$21*D8743","v":4.5733983565012544},5.0307381921513805]
[null,8734,1.689325866633959E-4,4.5733983565012541E-5,8.4466293331697955,2.2862041417882453,2.5148245559670701,42.233146665848977,11.431020708941226,12.574122779835349,84.466293331697955,22.862041417882452,25.148245559670698,{"$f":"Input!$F$21*C8744","v":16.893258666339591},{"$f":"Input!$F$21*D8744","v":4.5733983565012544},5.0307381921513805]
[null,8735,1.7453252316786783E-4,4.5733983565012541E-5,8.7266261583933922,2.2862041417882453,2.5148245559670701,43.633130791966956,11.431020708941226,12.574122779835349,87.266261583933911,22.862041417882452,25.148245559670698,{"$f":"Input!$F$21*C8745","v":17.453252316786784},{"$f":"Input!$F$21*D8745","v":4.5733983565012544},5.0307381921513805]
[null,8736,1.8363241998763476E-4,4.5733983565012541E-5,9.1816209993817388,2.2862041417882453,2.5148245559670701,45.908104996908691,11.431020708941226,12.574122779835349,91.816209993817381,22.862041417882452,25.148245559670698,{"$f":"Input!$F$21*C8746","v":18.363241998763478},{"$f":"Input!$F$21*D8746","v":4.5733983565012544},5.0307381921513805]
[null,8737,1.7873247554622181E-4,4.5733983565012541E-5,8.936623777311091,2.2862041417882453,2.5148245559670701,44.683118886555455,11.431020708941226,12.574122779835349,89.36623777311091,22.862041417882452,25.148245559670698,{"$f":"Input!$F$21*C8747","v":17.873247554622182},{"$f":"Input!$F$21*D8747","v":4.5733983565012544},5.0307381921513805]
[null,8738,1.7383253110480885E-4,4.5733983565012541E-5,8.6916265552404433,2.2862041417882453,2.5148245559670701,43.458132776202213,11.431020708941226,12.574122779835349,86.916265552404425,22.862041417882452,25.148245559670698,{"$f":"Input!$F$21*C8748","v":17.383253110480887},{"$f":"Input!$F$21*D8748","v":4.5733983565012544},5.0307381921513805]
[null,8739,1.7173255491563185E-4,4.5733983565012541E-5,8.5866277457815929,2.2862041417882453,2.5148245559670701,42.933138728907963,11.431020708941226,12.574122779835349,85.866277457815926,22.862041417882452,25.148245559670698,{"$f":"Input!$F$21*C8749","v":17.173255491563186},{"$f":"Input!$F$21*D8749","v":4.5733983565012544},5.0307381921513805]
[null,8740,1.7383253110480885E-4,4.5733983565012541E-5,8.6916265552404433,2.2862041417882453,2.5148245559670701,43.458132776202213,11.431020708941226,12.574122779835349,86.916265552404425,22.862041417882452,25.148245559670698,{"$f":"Input!$F$21*C8750","v":17.383253110480887},{"$f":"Input!$F$21*D8750","v":4.5733983565012544},5.0307381921513805]
[null,8741,1.8363241998763476E-4,4.5733983565012541E-5,9.1816209993817388,2.2862041417882453,2.5148245559670701,45.908104996908691,11.431020708941226,12.574122779835349,91.816209993817381,22.862041417882452,25.148245559670698,{"$f":"Input!$F$21*C8751","v":18.363241998763478},{"$f":"Input!$F$21*D8751","v":4.5733983565012544},5.0307381921513805]
[null,8742,1.9133233268128376E-4,4.5733983565012541E-5,9.5666166340641876,2.2862041417882453,2.5148245559670701,47.83308317032094,11.431020708941226,12.574122779835349,95.66616634064188,22.862041417882452,25.148245559670698,{"$f":"Input!$F$21*C8752","v":19.133233268128375},{"$f":"Input!$F$21*D8752","v":4.5733983565012544},5.0307381921513805]
[null,8743,1.9483229299657875E-4,4.5733983565012541E-5,9.7416146498289375,2.2862041417882453,2.5148245559670701,48.708073249144689,11.431020708941226,12.574122779835349,97.416146498289379,22.862041417882452,25.148245559670698,{"$f":"Input!$F$21*C8753","v":19.483229299657875},{"$f":"Input!$F$21*D8753","v":4.5733983565012544},5.0307381921513805]
[null,8744,1.8713238030292976E-4,4.5733983565012541E-5,9.356619015146487,2.2862041417882453,2.5148245559670701,46.78309507573244,11.431020708941226,12.574122779835349,93.56619015146488,22.862041417882452,25.148245559670698,{"$f":"Input!$F$21*C8754","v":18.713238030292974},{"$f":"Input!$F$21*D8754","v":4.5733983565012544},5.0307381921513805]
[null,8745,1.8223243586151677E-4,4.5733983565012541E-5,9.1116217930758392,2.2862041417882453,2.5148245559670701,45.558108965379191,11.431020708941226,12.574122779835349,91.116217930758381,22.862041417882452,25.148245559670698,{"$f":"Input!$F$21*C8755","v":18.223243586151678},{"$f":"Input!$F$21*D8755","v":4.5733983565012544},5.0307381921513805]
[null,8746,1.8083245173539881E-4,4.5733983565012541E-5,9.0416225867699396,2.2862041417882453,2.5148245559670701,45.208112933849705,11.431020708941226,12.574122779835349,90.41622586769941,22.862041417882452,25.148245559670698,{"$f":"Input!$F$21*C8756","v":18.083245173539879},{"$f":"Input!$F$21*D8756","v":4.5733983565012544},5.0307381921513805]
[null,8747,1.7663249935704484E-4,4.5733983565012541E-5,8.8316249678522425,2.2862041417882453,2.5148245559670701,44.158124839261205,11.431020708941226,12.574122779835349,88.316249678522411,22.862041417882452,25.148245559670698,{"$f":"Input!$F$21*C8757","v":17.663249935704485},{"$f":"Input!$F$21*D8757","v":4.5733983565012544},5.0307381921513805]
[null,8748,1.7663249935704484E-4,4.5733983565012541E-5,8.8316249678522425,2.2862041417882453,2.5148245559670701,44.158124839261205,11.431020708941226,12.574122779835349,88.316249678522411,22.862041417882452,25.148245559670698,{"$f":"Input!$F$21*C8758","v":17.663249935704485},{"$f":"Input!$F$21*D8758","v":4.5733983565012544},5.0307381921513805]
[null,8749,1.7663249935704484E-4,4.5733983565012541E-5,8.8316249678522425,2.2862041417882453,2.5148245559670701,44.158124839261205,11.431020708941226,12.574122779835349,88.316249678522411,22.862041417882452,25.148245559670698,{"$f":"Input!$F$21*C8759","v":17.663249935704485},{"$f":"Input!$F$21*D8759","v":4.5733983565012544},5.0307381921513805]
[null,8750,1.7663249935704484E-4,4.5733983565012541E-5,8.8316249678522425,2.2862041417882453,2.5148245559670701,44.158124839261205,11.431020708941226,12.574122779835349,88.316249678522411,22.862041417882452,25.148245559670698,{"$f":"Input!$F$21*C8760","v":17.663249935704485},{"$f":"Input!$F$21*D8760","v":4.5733983565012544},5.0307381921513805]
[null,8751,1.7733249142010382E-4,4.5733983565012541E-5,8.8666245710051914,2.2862041417882453,2.5148245559670701,44.333122855025955,11.431020708941226,12.574122779835349,88.666245710051911,22.862041417882452,25.148245559670698,{"$f":"Input!$F$21*C8761","v":17.733249142010383},{"$f":"Input!$F$21*D8761","v":4.5733983565012544},5.0307381921513805]
[null,8752,1.7733249142010382E-4,4.5733983565012541E-5,8.8666245710051914,2.2862041417882453,2.5148245559670701,44.333122855025955,11.431020708941226,12.574122779835349,88.666245710051911,22.862041417882452,25.148245559670698,{"$f":"Input!$F$21*C8762","v":17.733249142010383},{"$f":"Input!$F$21*D8762","v":4.5733983565012544},5.0307381921513805]
[null,8753,1.7873247554622181E-4,4.5733983565012541E-5,8.936623777311091,2.2862041417882453,2.5148245559670701,44.683118886555455,11.431020708941226,12.574122779835349,89.36623777311091,22.862041417882452,25.148245559670698,{"$f":"Input!$F$21*C8763","v":17.873247554622182},{"$f":"Input!$F$21*D8763","v":4.5733983565012544},5.0307381921513805]
[null,8754,1.8013245967233983E-4,4.5733983565012541E-5,9.0066229836169907,2.2862041417882453,2.5148245559670701,45.033114918084955,11.431020708941226,12.574122779835349,90.06622983616991,22.862041417882452,25.148245559670698,{"$f":"Input!$F$21*C8764","v":18.013245967233981},{"$f":"Input!$F$21*D8764","v":4.5733983565012544},5.0307381921513805]
[null,8755,1.7943246760928082E-4,4.5733983565012541E-5,8.9716233804640417,2.2862041417882453,2.5148245559670701,44.858116902320205,11.431020708941226,12.574122779835349,89.71623380464041,22.862041417882452,25.148245559670698,{"$f":"Input!$F$21*C8765","v":17.943246760928083},{"$f":"Input!$F$21*D8765","v":4.5733983565012544},5.0307381921513805]
[null,8756,1.8573239617681176E-4,4.5733983565012541E-5,9.2866198088405874,2.2862041417882453,2.5148245559670701,46.43309904420294,11.431020708941226,12.574122779835349,92.866198088405881,22.862041417882452,25.148245559670698,{"$f":"Input!$F$21*C8766","v":18.573239617681175},{"$f":"Input!$F$21*D8766","v":4.5733983565012544},5.0307381921513805]
[null,8757,1.9693226918575575E-4,4.5733983565012541E-5,9.8466134592877879,2.2862041417882453,2.5148245559670701,49.233067296438939,11.431020708941226,12.574122779835349,98.466134592877879,22.862041417882452,25.148245559670698,{"$f":"Input!$F$21*C8767","v":19.693226918575576},{"$f":"Input!$F$21*D8767","v":4.5733983565012544},5.0307381921513805]
[null,8758,2.0533217394246367E-4,4.5733983565012541E-5,10.266608697123184,2.2862041417882453,2.5148245559670701,51.333043485615917,11.431020708941226,12.574122779835349,102.66608697123183,22.862041417882452,25.148245559670698,{"$f":"Input!$F$21*C8768","v":20.533217394246368},{"$f":"Input!$F$21*D8768","v":4.5733983565012544},5.0307381921513805]
[null,8759,2.0883213425775863E-4,4.5733983565012541E-5,10.441606712887932,2.2862041417882453,2.5148245559670701,52.20803356443966,11.431020708941226,12.574122779835349,104.41606712887932,22.862041417882452,25.148245559670698,{"$f":"Input!$F$21*C8769","v":20.883213425775864},{"$f":"Input!$F$21*D8769","v":4.5733983565012544},5.0307381921513805]
[null,8760,2.165320469514076E-4,4.5733983565012541E-5,10.826602347570381,2.2862041417882453,2.5148245559670701,54.133011737851902,11.431020708941226,12.574122779835349,108.2660234757038,22.862041417882452,25.148245559670698,{"$f":"Input!$F$21*C8770","v":21.653204695140762},{"$f":"Input!$F$21*D8770","v":4.5733983565012544},5.0307381921513805]

{"sheet":"Back, Regression Functions","index":11,"n_rows":1103,"n_cols":28,"rows_kept":1103,"cut":false,"hidden":false,"merged":[[9,1,9,6],[9,8,9,13],[9,15,9,20],[9,22,9,27],[3,1,5,18]]}
[]
[]
[]
[null,"This sheet contains the coefficients for the regression functions used to determine the resulting output in the tool. "]
[]
[]
[]
[]
[]
[null,"Prod 1 Heat Production",null,null,null,null,null,null,"Prod 2 Heat Production",null,null,null,null,null,null,"Prod 1 Operation Cost",null,null,null,null,null,null,"Prod 2 Operation Cost"]
[null,"Helper","Simulation","Percent","a","b","R2",null,"Helper","Simulation","Percent","a","b","R2",null,"Helper","Simulation","Percent","a","b","R2",null,"Helper","Simulation","Percent","a","b","R2"]
[null,{"$f":"C12&\", \"&D12","v":"1, 0.05"},1,0.05,1101113.0252993335,-4546.8724344559014,0.99999998952197955,null,{"$f":"J12&\", \"&K12","v":"1, 0.05"},1,0.05,1180158.905615251,10993.086408469826,0.99999931771865835,null,{"$f":"Q12&\", \"&R12","v":"1, 0.05"},1,0.05,226236452.5693748,-713694.20040154457,0.99999998020308867,null,{"$f":"X12&\", \"&Y12","v":"1, 0.05"},1,0.05,232754983.5451268,9307809.7146556377,0.99999930867349685]
[null,{"$f":"C13&\", \"&D13","v":"1, 0.06"},1,0.06,893617.39060675178,-4437.8252640105784,0.99999998985783445,null,{"$f":"J13&\", \"&K13","v":"1, 0.06"},1,0.06,972137.42145094892,10272.063592690974,0.99999932633143795,null,{"$f":"Q13&\", \"&R13","v":"1, 0.06"},1,0.06,183291561.06302705,-684908.90359425545,0.99999998195324036,null,{"$f":"X13&\", \"&Y13","v":"1, 0.06"},1,0.06,191707970.87772733,9164483.2274181843,0.99999931692549726]
[null,"1, 0.07",1,7.0000000000000007E-2,745977.24814133265,-4322.301574010402,0.99999999026153685,null,"1, 0.07",1,7.0000000000000007E-2,823878.04218781902,9576.1631878111511,0.99999933552050047,null,"1, 0.07",1,7.0000000000000007E-2,152741095.14825228,-655214.20846748352,0.99999998370346144,null,"1, 0.07",1,7.0000000000000007E-2,162453769.48345625,9026154.9082810879,0.99999932578779993]
[null,"1, 0.08",1,0.08,635737.85516377096,-4200.6605746429414,0.99999999073298718,null,"1, 0.08",1,0.08,712961.04533134389,8905.0262469723821,0.99999934526473699,null,"1, 0.08",1,0.08,129935272.07507567,-624671.6393892765,0.99999998544478319,null,"1, 0.08",1,0.08,140568309.22751161,8892753.1658222675,0.9999993352399279]
[null,"1, 0.09",1,0.09,550424.35459667444,-4073.2614761013538,0.99999999127089834,null,"1, 0.09",1,0.09,626931.02949568001,8258.2938233055174,0.99999935554105324,null,"1, 0.09",1,0.09,112290879.20462227,-593342.72072887421,0.99999998716685212,null,"1, 0.09",1,0.09,123593773.36833672,8764206.4086174965,0.99999934525924727]
[null,"1, 0.1",1,0.1,482551.83219360758,-3940.4634885722771,0.99999999187258148,null,"1, 0.1",1,0.1,558314.75384932104,7635.6069699563086,0.99999936632450104,null,"1, 0.1",1,0.1,98257988.953567028,-561288.97685432434,0.99999998885777985,null,"1, 0.1",1,0.1,110055471.86099757,8640443.0452430248,0.99999935582109567]
[null,"1, 0.11",1,0.11,427357.16070683964,-3802.6258222516626,0.99999999253370919,null,"1, 0.11",1,0.11,502356.51968130929,7036.6067400537431,0.9999993775884245,null,"1, 0.11",1,0.11,86850283.768884972,-528571.93213367462,0.99999999050398314,null,"1, 0.11",1,0.11,99014965.585990787,8521391.4842748642,0.99999936689892721]
[null,"1, 0.12",1,0.12,381664.92197121569,-3660.1076873242855,0.99999999324805644,null,"1, 0.12",1,0.12,455885.86118433921,6460.9341867342591,0.99999938930461896,null,"1, 0.12",1,0.12,77410218.615226179,-495253.11093616486,0.99999999209000989,null,"1, 0.12",1,0.12,89846628.46364738,8406980.1342899799,0.9999993784644714]
[null,"1, 0.13",1,0.13,343276.74956470629,-3513.2682939879596,0.99999999400721773,null,"1, 0.13",1,0.13,416707.8404918146,5908.23036313802,0.9999994014434993,null,"1, 0.13",1,0.13,69482570.006579027,-461394.03762888908,0.99999999359835401,null,"1, 0.13",1,0.13,82117334.746504217,8297137.4038639069,0.99999939048790409]
[null,"1, 0.14",1,0.14000000000000001,310622.38175728946,-3362.4668524218723,0.99999999480030222,null,"1, 0.14",1,0.14000000000000001,383254.64484188083,5378.1363223996013,0.99999941397427972,null,"1, 0.14",1,0.14000000000000001,62742178.310078181,-427056.23658132553,0.99999999500925851,null,"1, 0.14",1,0.14000000000000001,75517708.900659084,8191791.7015719414,0.99999940293802958]
[null,"1, 0.15",1,0.15,282550.29328028357,-3208.0625728266314,0.99999999561360398,null,"1, 0.15",1,0.15,354376.54487584514,4870.2931176517159,0.99999942686515786,null,"1, 0.15",1,0.15,56950593.128289096,-392301.23216247559,0.99999999630050407,null,"1, 0.15",1,0.15,69820875.534583673,8090871.4359917641,0.99999941578247076]
[null,"1, 0.16",1,0.16,258196.8401821763,-3050.4146653842181,0.99999999643024939,null,"1, 0.16",1,0.16,329211.24357468722,4384.3418020382524,0.99999944008350516,null,"1, 0.16",1,0.16,51928976.663135678,-357190.5487382412,0.99999999744718704,null,"1, 0.16",1,0.16,64856678.104631729,7994305.0157001019,0.99999942898786465]
[null,"1, 0.17",1,0.17,236901.58885298815,-2889.8823402831331,0.99999999722982269,null,"1, 0.17",1,0.17,307099.337335627,3919.9234286956489,0.9999994535960598,null,"1, 0.17",1,0.17,47540570.598442249,-321785.710678339,0.99999999842148357,null,"1, 0.17",1,0.17,60494996.900956117,7902020.8492729664,0.99999944252006423]
[null,"1, 0.18",1,0.18,218150.86870717988,-2726.8248077286407,0.99999999798796813,null,"1, 0.18",1,0.18,287527.95668983622,3476.6790507510304,0.99999946736912049,null,"1, 0.18",1,0.18,43679007.35496109,-286148.24235272408,0.99999999919240179,null,"1, 0.18",1,0.18,56634627.704786956,7813947.3452842236,0.99999945634433995]
[null,"1, 0.19",1,0.19,201539.15033511439,-2561.6012778943405,0.99999999867597267,null,"1, 0.19",1,0.19,270092.20468823903,3054.249721352011,0.99999948136873884,null,"1, 0.19",1,0.19,40260312.528022788,-250339.66812753677,0.99999999972552178,null,"1, 0.19",1,0.19,53195672.448674165,7730012.912312746,0.99999947042558301]
[null,"1, 0.2",1,0.2,186742.01020908271,-2394.57096098084,0.99999999926032945,null,"1, 0.2",1,0.2,254468.16377157526,2652.276493627578,0.9999994955609085,null,"1, 0.2",1,0.2,37217306.593891948,-214421.51237201691,0.99999999998272493,null,"1, 0.2",1,0.2,50114212.67865777,7650145.9589343071,0.99999948472850497]
[null,"1, 0.21",1,0.21,173496.81975903441,-2226.0930671719834,0.99999999970228426,null,"1, 0.21",1,0.21,240393.6149633009,2270.4004207160324,0.99999950991174935,null,"1, 0.21",1,0.21,34495606.128592238,-178455.29945445061,0.99999999992191047,null,"1, 0.21",1,0.21,47338504.884389266,7574274.8937237263,0.99999949921783393]
[null,"1, 0.22",1,0.22,161588.70106401914,-2056.5268066618592,0.9999999999573671,null,"1, 0.22",1,0.22,227654.01546442515,1908.2625557603315,0.99999952438768602,null,"1, 0.22",1,0.22,32050715.603415765,-142502.55374312401,0.9999999994967016,null,"1, 0.22",1,0.22,44826213.466492496,7502328.1252593994,0.99999951385850472]
[null,"1, 0.23",1,0.23,150840.14627629542,-1886.2313896371052,0.99999999997491185,null,"1, 0.23",1,0.23,216072.13426708631,1565.5039518876001,0.99999953895561566,null,"1, 0.23",1,0.23,29845877.84247341,-106624.79960680008,0.99999999865614375,null,"1, 0.23",1,0.23,42542365.538526356,7434234.0621163845,0.99999952861584063]
[null,"1, 0.24",1,0.24,141103.23218941197,-1715.5660262899473,0.99999999969756581,null,"1, 0.24",1,0.24,205500.27886473312,1241.7656622380018,0.99999955358306925,null,"1, 0.24",1,0.24,27850461.865857556,-70883.561413288116,0.9999999973443896,null,"1, 0.24",1,0.24,40457817.028456621,7369921.1128704548,0.99999954345572628]
[null,"1, 0.25",1,0.25,132253.70330994969,-1544.8899268144742,0.99999999906079451,null,"1, 0.25",1,0.25,195814.38755186205,936.68873994518071,0.99999956823835945,null,"1, 0.25",1,0.25,26038737.650445823,-35340.363531589508,0.99999999550037777,null,"1, 0.25",1,0.25,38548086.91577445,7309317.686098814,0.99999955834476995]
[null,"1, 0.26",1,0.26,124186.42037424629,-1374.5623013945296,0.99999999799238082,null,"1, 0.26",1,0.26,186909.48503920101,649.9142381567508,0.999999582890718,null,"1, 0.26",1,0.26,24388933.63821156,-56.730329751968384,0.99999999305750165,null,"1, 0.26",1,0.26,36792460.490818582,7252352.190376997,0.99999957325045308]
[null,"1, 0.27",1,0.27,116811.82030584864,-1204.9423602214083,0.99999999641192538,null,"1, 0.27",1,0.27,178696.14793218524,381.08320999518037,0.99999959751042011,null,"1, 0.27",1,0.27,22882503.68713209,34905.813823223114,0.99999998994326922,null,"1, 0.27",1,0.27,35173291.889803484,7198953.0342819691,0.99999958814126877]
[null,"1, 0.28",1,0.28000000000000003,110053.13475351127,-1036.3893134882674,0.99999999423034736,null,"1, 0.28",1,0.28000000000000003,171097.72760690175,129.83670860342681,0.99999961206889543,null,"1, 0.28",1,0.28000000000000003,21503551.104045067,69485.744560480118,0.99999998607895413,null,"1, 0.28",1,0.28000000000000003,33675456.086627267,7149048.6263892651,0.99999960298684454]
[null,"1, 0.29",1,0.28999999999999998,103844.18410409162,-869.26237138267606,0.99999999134939077,null,"1, 0.29",1,0.28999999999999998,164048.14766342568,-104.18421288207173,0.99999962653882557,null,"1, 0.29",1,0.28999999999999998,20238371.84312097,103621.5375123024,0.99999998137923629,null,"1, 0.29",1,0.28999999999999998,32285914.265684862,7102567.3752758503,0.99999961775805246]
[null,"1, 0.3",1,0.3,98127.612692865921,-703.92074409499764,0.99999998766113496,null,"1, 0.3",1,0.3,157490.14188848875,-321.33850132580847,0.99999964089422788,null,"1, 0.3",1,0.3,19075089.064640794,137251.66831088066,0.99999997575183264,null,"1, 0.3",1,0.3,30993366.120118544,7059437.6895163059,0.99999963242710421]
[null,"1, 0.31",1,0.31,92853.465586042701,-540.7236418183893,0.9999999830475117,null,"1, 0.31",1,0.31,151373.83325763146,-521.98510358668864,0.9999996551105248,null,"1, 0.31",1,0.31,18003358.424333196,170314.61258733273,0.99999996909711208,null,"1, 0.31",1,0.31,29787969.447181225,7019587.9776890278,0.99999964696763211]
[null,"1, 0.32",1,0.32,87978.032216554289,-380.03027473948896,0.99999997737982882,null,"1, 0.32",1,0.32,145655.57937445186,-706.48296653293073,0.99999966916459948,null,"1, 0.32",1,0.32,17014128.620960746,202748.8459738493,0.99999996130769664,null,"1, 0.32",1,0.32,28661112.319469269,6982946.6483688354,0.9999996613547546]
[null,"1, 0.33",1,0.33,83462.900267886711,-222.19985304959118,0.99999997051829437,null,"1, 0.33",1,0.33,140297.02782999066,-875.19103702995926,0.99999968303483888,null,"1, 0.33",1,0.33,16099445.480708715,234492.84410178661,0.9999999522680395,null,"1, 0.33",1,0.33,27605226.679567285,6949442.1101331711,0.99999967556512881]
[null,"1, 0.34",1,0.34,79274.17651958653,-67.59158693999052,0.99999996231154431,null,"1, 0.34",1,0.34,135264.33826340124,-1028.4682619338855,0.99999969670116184,null,"1, 0.34",1,0.34,15252290.614917044,265485.08260345459,0.99999994185397834,null,"1, 0.34",1,0.34,26613634.829755876,6919002.7715575695,0.99999968957698782]
[null,"1, 0.35",1,0.35,75381.841262109243,83.435313398018479,0.99999995259616059,null,"1, 0.35",1,0.35,130527.53778364843,-1166.6735881185159,0.99999971014503675,null,"1, 0.35",1,0.35,14466447.736486882,295664.03710854053,0.99999992993225428,null,"1, 0.35",1,0.35,25680422.237769265,6891557.0412180424,0.99999970337016508]
[null,"1, 0.36",1,0.36,71759.210309192888,230.52163777966052,0.99999994119617797,null,"1, 0.36",1,0.36,126059.98382092259,-1290.1659624380991,0.99999972334948517,null,"1, 0.36",1,0.36,13736391.256885832,324968.18325054646,0.99999991635998942,null,"1, 0.36",1,0.36,24800331.541593421,6867033.3276903629,0.99999971692610612]
[null,"1, 0.37",1,0.37,68382.484251468995,373.30817600945011,0.99999992792256343,null,"1, 0.37",1,0.37,121837.91408323187,-1399.3043317599222,0.99999973629907668,null,"1, 0.37",1,0.37,13057192.948503977,353335.99666023254,0.99999990098410885,null,"1, 0.37",1,0.37,23968673.742675282,6845360.0395517349,0.99999973022786837]
[null,"1, 0.38",1,0.38,65230.368880555077,511.43571789842099,0.99999991257265952,null,"1, 0.38",1,0.38,117840.067572478,-1494.4476429456845,0.99999974897991084,null,"1, 0.38",1,0.38,12424443.344532415,380705.95296990871,0.99999988364069803,null,"1, 0.38",1,0.38,23181253.42125687,6826465.5853784084,0.99999974326010843]
[null,"1, 0.39",1,0.39,62283.754009441123,644.54505326086655,0.9999998949295712,null,"1, 0.39",1,0.39,114047.3639057524,-1575.9548428580165,0.99999976137959112,null,"1, 0.39",1,0.39,11834185.231168311,407016.52781057358,0.999999864154276,null,"1, 0.39",1,0.39,22434305.457042541,6810278.3737466335,0.99999975600906055]
[null,"1, 0.4",1,0.4,59525.440469818357,772.27697189897299,0.99999987476147645,null,"1, 0.4",1,0.4,110442.63073843741,-1644.1848783679307,0.99999977348719038,null,"1, 0.4",1,0.4,11282857.115989083,432206.19681417942,0.99999984233696626,null,"1, 0.4",1,0.4,21724441.241766237,6796726.8132324219,0.9999997684625046]
[null,"1, 0.41",1,0.41,56939.907061017737,894.27226362749934,0.99999985182083739,null,"1, 0.41",1,0.41,107010.37107660963,-1699.4966963343322,0.99999978529320699,null,"1, 0.41",1,0.41,10767244.969247561,456213.43561208248,0.99999981798754345,null,"1, 0.41",1,0.41,21048602.763090286,6785739.3124115467,0.99999978060972539]
[null,"1, 0.42",1,0.42,54513.110791957683,1010.1717182551511,0.99999982584348246,null,"1, 0.42",1,0.42,103736.5638305288,-1742.2492436151952,0.99999979678951556,null,"1, 0.42",1,0.42,10284440.859267691,478976.71983575821,0.99999979089032887,null,"1, 0.42",1,0.42,20404023.247947264,6777244.2798602581,0.99999979244146464]
[null,"1, 0.43",1,0.43,52232.314996308538,1119.6161255924962,0.99999979654752469,null,"1, 0.43",1,0.43,100608.49219787256,-1772.8014670796692,0.99999980796931121,null,"1, 0.43",1,0.43,9831807.3596456386,500434.5251172781,0.99999976081390451,null,"1, 0.43",1,0.43,19788193.297508575,6771170.1241559982,0.99999980394986598]
[null,"1, 0.44",1,0.44,50085.940886497818,1222.2462754477747,0.99999976363207899,null,"1, 0.44",1,0.44,97614.595449256827,-1791.5123135894537,0.99999981882704825,null,"1, 0.44",1,0.44,9406946.8100142684,520525.32708835602,0.99999972750960986,null,"1, 0.44",1,0.44,19198831.640111886,6767445.2538733482,0.99999981512841385]
[null,"1, 0.45",1,0.45,48063.438900515052,1317.7029576324858,0.99999972677573368,null,"1, 0.45",1,0.45,94744.340475687219,-1798.7407300109044,0.99999982935837439,null,"1, 0.45",1,0.45,9007674.6753724311,539187.60137999058,0.99999969070978045,null,"1, 0.45",1,0.45,18633859.783798136,6765998.0775904655,0.99999982597186787]
[null,"1, 0.46",1,0.46,46155.176829568001,1405.626961955335,0.99999968563472241,null,"1, 0.46",1,0.46,91988.110090690578,-1794.8456632029265,0.99999983956006178,null,"1, 0.46",1,0.46,8631996.380284274,556359.82362389565,0.99999965012568082,null,"1, 0.46",1,0.46,18091379.975039527,6766757.0038824081,0.99999983647619206]
[null,"1, 0.47",1,0.47,44352.342227315014,1485.6590782259591,0.99999963984073881,null,"1, 0.47",1,0.47,89337.10559174903,-1780.186060031876,0.99999984942993547,null,"1, 0.47",1,0.47,8278087.1004148666,571980.46945273876,0.99999960544507516,null,"1, 0.47",1,0.47,17569655.971246801,6769650.4413249493,0.9999998466384814]
[null,"1, 0.48",1,0.48,42646.857017942668,1557.4400962563232,0.9999995889983252,null,"1, 0.48",1,0.48,86783.261501554414,-1755.1208673631772,0.99999985896679711,null,"1, 0.48",1,0.48,7944274.0801238781,585988.01449728012,0.99999955632937332,null,"1, 0.48",1,0.48,17067096.216713089,6774606.7984955311,0.99999985645688572]
[null,"1, 0.49",1,0.49,41031.302560398013,1620.6108058500104,0.99999953268175812,null,"1, 0.49",1,0.49,84319.170749109428,-1720.0090320585296,0.99999986817035014,null,"1, 0.49",1,0.49,7629021.1152518131,598320.9343880415,0.99999950241027691,null,"1, 0.49",1,0.49,16582239.078646431,6781554.4839682579,0.99999986593052947]
[null,"1, 0.5",1,0.5,39498.853704912188,1674.8119968264364,0.99999947043133464,null,"1, 0.5",1,0.5,81938.018829096574,-1675.2095009768382,0.99999987704112114,null,"1, 0.5",1,0.5,7330914.8979719104,608917.70475876331,0.99999944328583579,null,"1, 0.5",1,0.5,16113739.854878161,6790421.9063227177,0.99999987505943211]
[null,"1, 0.51",1,0.51,38043.220607580683,1719.6844589887187,0.99999940174895752,null,"1, 0.51",1,0.51,79633.525707203706,-1621.0812209844589,0.99999988558038067,null,"1, 0.51",1,0.51,7048652.9681301294,617716.80124044418,0.99999937851581355,null,"1, 0.51",1,0.51,15660359.310076425,6801137.4741327763,0.99999988384442551]
[null,"1, 0.52",1,0.52,36658.59725864543,1754.8689821478911,0.99999932609289244,null,"1, 0.52",1,0.52,77399.894428681102,-1557.983138948679,0.99999989379006327,null,"1, 0.52",1,0.52,6781033.054815039,624656.69946348667,0.99999930761623912,null,"1, 0.52",1,0.52,15220953.534704095,6813629.5959751606,0.99999989228707098]
[null,"1, 0.53",1,0.53,35339.615837764068,1780.0063561154529,0.99999924287154673,null,"1, 0.53",1,0.53,75231.765544797905,-1486.2742017284036,0.99999990167268737,null,"1, 0.53",1,0.53,6526943.6245424664,629675.87506091595,0.99999923005299685,null,"1, 0.53",1,0.53,14794464.952019317,6827826.6804261208,0.99999990038957509]
[null,"1, 0.54",1,0.54,34081.306140915891,1794.7373706963845,0.99999915143609797,null,"1, 0.54",1,0.54,73124.176603025553,-1406.3133561927825,0.99999990923127446,null,"1, 0.54",1,0.54,6285355.4796419218,632712.80366313457,0.9999991452342808,null,"1, 0.54",1,0.54,14379914.32429813,6843657.1360623837,0.9999999081547053]
[null,"1, 0.55",1,0.55000000000000004,32879.059433463488,1798.7028157096356,0.99999905107175524,null,"1, 0.55",1,0.55000000000000004,71072.526056473798,-1318.4595491960645,0.99999991646926567,null,"1, 0.55",1,0.55000000000000004,6055314.2731825346,633705.96090316772,0.99999905250170251,null,"1, 0.55",1,0.55000000000000004,13976393.63110562,6861049.3714592457,0.99999991558570378]
[null,"1, 0.56",1,0.56000000000000005,31728.596176100764,1791.5434809559956,0.99999894098740205,null,"1, 0.56",1,0.56000000000000005,69072.541040173382,-1223.0717276139185,0.9999999233904393,null,"1, 0.56",1,0.56000000000000005,5835933.8258713931,632593.82241165638,0.99999895111979142,null,"1, 0.56",1,0.56000000000000005,13583059.710609328,6879931.7951936722,0.9999999226862003]
[null,"1, 0.57",1,0.56999999999999995,30625.937148069374,1772.9001562497579,0.99999882030330611,null,"1, 0.57",1,0.56999999999999995,67120.248539328095,-1120.5088382987306,0.99999992999882648,null,"1, 0.57",1,0.56999999999999995,5626390.1464361334,629314.86382079124,0.99999884026357633,null,"1, 0.57",1,0.56999999999999995,13199128.570228234,6900232.8158416748,0.99999992946012506]
[null,"1, 0.58",1,0.57999999999999996,29567.377557628799,1742.4136313996278,0.99999868803651515,null,"1, 0.58",1,0.57999999999999996,65211.949540162219,-1011.1298281168565,0.99999993629862427,null,"1, 0.58",1,0.57999999999999996,5425916.0705886791,623807.56076186895,0.99999871900385817,null,"1, 0.58",1,0.57999999999999996,12823870.285835149,6921880.8419797421,0.99999993591161673]
[null,"1, 0.59",1,0.59,28549.463785359872,1699.7246962152421,0.99999854308346836,null,"1, 0.59",1,0.59,63344.19580949509,-895.29364393465221,0.99999994229410516,null,"1, 0.59",1,0.59,5233796.4451791514,616010.38886600733,0.99999858628969507,null,"1, 0.59",1,0.59,12456604.41968441,6944804.2821838856,0.99999994204493048]
[null,"1, 0.6",1,0.6,27568.972453138136,1644.4741405062377,0.9999983841992357,null,"1, 0.6",1,0.6,61513.768996357932,-773.35923261474818,0.99999994798952341,null,"1, 0.6",1,0.6,5049363.7939343005,605861.8237657547,0.99999844092750312,null,"1, 0.6",1,0.6,12096695.896546725,6968931.5450298786,0.99999994786433954]
[null,"1, 0.61",1,0.61,26622.891551896311,1576.3027540850453,0.99999820997265465,null,"1, 0.61",1,0.61,59717.661789189879,-645.68554101791233,0.99999995338901515,null,"1, 0.61",1,0.61,4871994.4095168523,593300.34109222889,0.99999828155602044,null,"1, 0.61",1,0.61,11743551.285470128,6994191.0390946865,0.99999995337403269]
[null,"1, 0.62",1,0.62,25708.403395732956,1494.8513267571107,0.99999801879644379,null,"1, 0.62",1,0.62,57953.060896530726,-512.63151600956917,0.99999995849649115,null,"1, 0.62",1,0.62,4701104.8237725636,578264.41647726297,0.99999810661619626,null,"1, 0.62",1,0.62,11396615.441370526,7020511.1729543209,0.99999995857800417]
[null,"1, 0.63",1,0.63,24822.869199438606,1399.7606483362615,0.9999978088311241,null,"1, 0.63",1,0.63,56217.33164860031,-374.55610445328057,0.99999996331551866,null,"1, 0.63",1,0.63,4536148.6141443057,560692.5255523324,0.99999791431480189,null,"1, 0.63",1,0.63,11055368.46647075,7047820.3551857471,0.99999996347993259]
[null,"1, 0.64",1,0.64,23963.815101879478,1290.6715086312033,0.99999757796126576,null,"1, 0.64",1,0.64,54508.004042479683,-231.81825321353972,0.99999996784919054,null,"1, 0.64",1,0.64,4376613.5094847614,540523.14394897223,0.99999770258024012,null,"1, 0.64",1,0.64,10719322.956604712,7076046.9943640232,0.99999996808304925]
[null,"1, 0.65",1,0.65,23128.91947953005,1167.2246974478476,0.999997323742148,null,"1, 0.65",1,0.65,52822.760075429513,-84.776909150183201,0.99999997209997737,null,"1, 0.65",1,0.65,4222018.7630249001,517694.74729913473,0.99999746900858555,null,"1, 0.65",1,0.65,10388021.501708843,7105119.499065876,0.99999997238998717]
[null,"1, 0.66",1,0.66,22316.00141332077,1029.061004602816,0.99999704333437156,null,"1, 0.66",1,0.66,51159.422229725082,66.208980870433152,0.9999999760695556,null,"1, 0.66",1,0.66,4071912.7641635286,492145.81123417616,0.99999721079731718,null,"1, 0.66",1,0.66,10061034.413541615,7134966.2778675556,0.99999997640260929]
[null,"1, 0.67",1,0.67,21523.010188305791,875.82121989876032,0.99999673342320972,null,"1, 0.67",1,0.67,49515.942988699739,220.78046998102218,0.99999997975860766,null,"1, 0.67",1,0.67,3925870.8641263754,463814.81138563156,0.99999692466342349,null,"1, 0.67",1,0.67,9737957.6568908393,7165515.7393450737,0.99999998012180802]
[null,"1, 0.68",1,0.68,20748.015719830044,707.14613315230235,0.99999639011848995,null,"1, 0.68",1,0.68,47890.395277843723,378.57861132640392,0.99999998316658245,null,"1, 0.68",1,0.68,3783493.3934788425,432640.22338551283,0.9999966067415299,null,"1, 0.68",1,0.68,9418410.96332152,7196696.2920747995,0.99999998354726805]
[null,"1, 0.69",1,0.69,19989.199812204137,522.67653416981921,0.99999600882942929,null,"1, 0.69",1,0.69,46280.963737111699,539.24445803556591,0.99999998629140752,null,"1, 0.69",1,0.69,3644403.852028918,398560.52286499739,0.99999625245627188,null,"1, 0.69",1,0.69,9102036.1089456175,7228436.3446329832,0.99999998667717871]
[null,{"$f":"C77&\", \"&D77","v":"1, 0.7"},1,0.7,19244.848166635071,322.053212759085,0.99999558410698297,null,{"$f":"J77&\", \"&K77","v":"1, 0.7"},1,0.7,44685.936741317906,702.41906325053424,0.99999998912913413,null,{"$f":"Q77&\", \"&R77","v":"1, 0.7"},1,0.7,3508247.2538812701,361514.18545550108,0.99999585636119093,null,{"$f":"X77&\", \"&Y77","v":"1, 0.7"},1,0.7,8788495.3398115449,7260664.3055957556,0.99999998950788593]
[null,"1, 0.71",1,0.71,18513.343064543576,104.91695873439312,0.99999510944367853,null,"1, 0.71",1,0.71,43103.699094864627,867.74348010495305,0.9999999916734984,null,"1, 0.71",1,0.71,3374688.6123459265,321439.68678963184,0.99999541193373453,null,"1, 0.71",1,0.71,8477469.9303593505,7293308.5835405588,0.99999999203345846]
[null,"1, 0.72",1,0.72,17793.156660604833,-129.09143809601665,0.99999457701727057,null,"1, 0.72",1,0.72,41532.725335242889,1034.8587617389858,0.99999999391536731,null,"1, 0.72",1,0.72,3243411.5511046126,278275.50249803066,0.99999491131213358,null,"1, 0.72",1,0.72,8168658.8620046582,7326297.5870418549,0.99999999424514441]
[null,"1, 0.73",1,0.73,17082.844827046072,-380.33118792343885,0.99999397735941442,null,"1, 0.73",1,0.73,39971.573586930521,1203.4059612825513,0.99999999584203625,null,"1, 0.73",1,0.73,3114117.0295276884,231960.10821324587,0.99999434495454831,null,"1, 0.73",1,0.73,7861777.610332069,7359559.7246772051,0.99999999613068347]
[null,"1, 0.74",1,0.74,16381.041497055114,-649.16150093614124,0.99999329892315525,null,"1, 0.74",1,0.74,38418.87991362271,1373.0261318776757,0.99999999743632095,null,"1, 0.74",1,0.74,2986522.1713439054,182431.97956585884,0.99999370119310349,null,"1, 0.74",1,0.74,7556557.0306243487,7393023.4050209522,0.99999999767341985]
[null,"1, 0.75",1,0.75,15686.453460716622,-935.94158732914366,0.99999252751226542,null,"1, 0.75",1,0.75,36873.353122284272,1543.3603266626596,0.99999999867537737,null,"1, 0.75",1,0.75,2860359.1870164671,129629.5921882987,0.99999296564410978,null,"1, 0.75",1,0.75,7252742.3325491389,7426617.0366522074,0.99999999885115065]
[null,"1, 0.76",1,0.76,14997.855571794724,-1241.0306572860572,0.99999164551954034,null,"1, 0.76",1,0.76,35333.769977408236,1714.0495987655595,0.99999999952914342,null,"1, 0.76",1,0.76,2735374.3811947149,73491.421711921692,0.99999212041899199,null,"1, 0.76",1,0.76,6950092.1357916193,7460269.0281444788,0.99999999963460995]
[null,"1, 0.77",1,0.77,14314.086328014109,-1564.7879209998064,0.99999063089724383,null,"1, 0.77",1,0.77,33798.970788189232,1884.7350013293326,0.99999999995826028,null,"1, 0.77",1,0.77,2611327.237507272,13955.943767786026,0.99999114305518322,null,"1, 0.77",1,0.77,6648377.5992740626,7493907.7880759239,0.99999999998544764]
[null,"1, 0.78",1,0.78,13634.043791318625,-1907.5725886635482,0.99998945574634013,null,"1, 0.78",1,0.78,32267.85533514521,2055.0575874908827,0.99999999991125932,null,"1, 0.78",1,0.78,2487989.5737556214,-49038.366011738777,0.99999000504755187,null,"1, 0.78",1,0.78,6347381.6173586501,7527461.7250220776,0.99999999985350185]
[null,"1, 0.79",1,0.79,12956.681817984021,-2269.7438704627566,0.99998808435416409,null,"1, 0.79",1,0.79,30739.379106109769,2224.6584103843197,0.99999999932070771,null,"1, 0.79",1,0.79,2365144.7612702958,-115553.03199511766,0.99998866980049272,null,"1, 0.79",1,0.79,6046898.07709808,7560859.2475588322,0.99999999917306115]
[null,"1, 0.8",1,0.8,12281.00657147237,-2651.6609765912872,0.99998647041953281,null,"1, 0.8",1,0.8,29212.549814524737,2393.178523147013,0.9999999980978409,null,"1, 0.8",1,0.8,2242587.0028153146,-185649.5785509944,0.99998708972442685,null,"1, 0.8",1,0.8,5746731.1711924151,7594028.7642626762,0.99999999785767524]
[null,"1, 0.81",1,0.81,11606.073293593254,-3053.6831172374077,0.99998455305668554,null,"1, 0.81",1,0.81,27686.424175637345,2560.2589789130725,0.9999999961249727,null,"1, 0.81",1,0.81,2120120.6639811643,-259389.53004777431,0.99998520204310704,null,"1, 0.81",1,0.81,5446694.7618379993,7626898.6837102175,0.99999999579281873]
[null,"1, 0.82",1,0.82,10930.983311921525,-3476.1695025900844,0.99998225092289084,null,"1, 0.82",1,0.82,26160.104918585173,2725.5408308240585,0.99999999324456679,null,"1, 0.82",1,0.82,1997559.6535002268,-336834.41085296869,0.99998292261463551,null,"1, 0.82",1,0.82,5146611.7911240682,7659397.4144775867,0.99999999282534791]
[null,"1, 0.83",1,0.83,10254.881263546642,-3919.4793428396806,0.99997945339094141,null,"1, 0.83",1,0.83,24632.738014475064,2888.6651320131496,0.99999998924318922,null,"1, 0.83",1,0.83,1874726.8483587827,-418045.74533620477,0.99998013661503571,null,"1, 0.83",1,0.83,4846313.7340511847,7691453.3651406765,0.99999998874803564]
[null,"1, 0.84",1,0.84,9576.9525171252262,-4383.9718481795862,0.9999760069363921,null,"1, 0.84",1,0.84,23103.510102456392,3049.2729356144555,0.99999998382742339,null,"1, 0.84",1,0.84,1751453.5599723184,-503085.05786529183,0.99997668412539886,null,"1, 0.84",1,0.84,4545640.0906199003,7722994.9442754984,0.9999999832763935]
[null,"1, 0.85",1,0.85,8896.4207769064669,-4870.0062287983019,0.99997169352824211,null,"1, 0.85",1,0.85,21571.646097483273,3207.0052947727963,0.99999997658682249,null,"1, 0.85",1,0.85,1627579.0380426617,-592013.87280875444,0.99997233717362177,null,"1, 0.85",1,0.85,4244437.9137719246,7753950.5604593754,0.99999997601306456]
[null,"1, 0.86",1,0.86,8212.5458539187202,-5377.9416948861908,0.99996619516737228,null,"1, 0.86",1,0.86,20036.406964977166,3361.503262616694,0.9999999669353149,null,"1, 0.86",1,0.86,1502950.009029696,-684893.71453532577,0.99996676191838141,null,"1, 0.86",1,0.86,3942561.3702656203,7784248.6222679615,0.99999996639158029]
[null,"1, 0.87",1,0.87,7524.6215908671056,-5908.1374566317536,0.99995903341188808,null,"1, 0.87",1,0.87,18497.087648960674,3512.4078922853805,0.99999995401553798,null,"1, 0.87",1,0.87,1377420.2464525886,-781786.10741221905,0.99995945389464902,null,"1, 0.87",1,0.87,3639871.3318359894,7813817.538276732,0.99999995358465432]
[null,"1, 0.88",1,0.88,6831.9739285157111,-6460.9527242272161,0.99994946149149833,null,"1, 0.88",1,0.88,16953.015141455504,3659.3602369143628,0.99999993653681318,null,"1, 0.88",1,0.88,1250850.1704887624,-882752.57580837607,0.99994962196482495,null,"1, 0.88",1,0.88,3336234.994230059,7842585.7170629501,0.9999999363490728]
[null,"1, 0.89",1,0.89,6133.9591024256815,-7036.7467078635236,0.99993626124075063,null,"1, 0.89",1,0.89,15403.546682032851,3802.0013496433385,0.99999991248872599,null,"1, 0.89",1,0.89,1123106.4745660946,-987854.64409303665,0.99993596875426571,null,"1, 0.89",1,0.89,3031525.5219253409,7870481.5672027469,0.99999991275186983]
[null,"1, 0.9",1,0.9,5429.9619599110101,-7635.8786177282454,0.99991733523744752,null,"1, 0.9",1,0.9,13848.068077394182,3939.9722836045548,0.99999987860848172,null,"1, 0.9",1,0.9,994061.77684896032,-1097153.8366333246,0.99991624700325599,null,"1, 0.9",1,0.9,2725621.7165336832,7897433.4972717762,0.99999987966181647]
[null,"1, 0.91",1,0.91,4719.3943879641693,-8258.7076640108135,0.99988881902054871,null,"1, 0.91",1,0.91,12285.992131748495,4072.9140919386409,0.99999982932802034,null,"1, 0.91",1,0.91,863594.29470334516,-1210711.6777979583,0.99988628697137472,null,"1, 0.91",1,0.91,2418407.7070686044,7923369.9158471823,0.99999983174569895]
[null,"1, 0.92",1,0.92,4001.6938437084177,-8905.5930569046177,0.99984294014935271,null,"1, 0.92",1,0.92,10716.757179556589,4200.4678277806379,0.99999975453060086,null,"1, 0.92",1,0.92,731587.54039235914,-1328589.691956684,0.99983763019772176,null,"1, 0.92",1,0.92,2109772.6604125919,7948219.2315043211,0.99999975933292795]
[null,"1, 0.93",1,0.93,3276.3219796596218,-9576.8940065963543,0.99976210440798174,null,"1, 0.93",1,0.93,9139.8257129369922,4322.2745442658197,0.99999963429581196,null,"1, 0.93",1,0.93,597930.03640432376,-1450849.4034753889,0.99975091822666196,null,"1, 0.93",1,0.93,1799610.5104639716,7971909.8528195024,0.99999964342182979]
[null,"1, 0.94",1,0.94,2542.7633567371795,-10272.969723281043,0.99959913877963658,null,"1, 0.94",1,0.94,7554.6830966839052,4437.9752945308574,0.99999942496747496,null,"1, 0.94",1,0.94,462515.04895149102,-1577552.3367240578,0.99957345074738835,null,"1, 0.94",1,0.94,1487819.7045721672,7994370.188369602,0.99999944246454797]
[null,"1, 0.95",1,0.95,1800.5242385585377,-10994.179417144216,0.99918899102742631,null,"1, 0.95",1,0.95,5960.8363644422852,4547.2111317130039,0.99999901536660163,null,"1, 0.95",1,0.95,325240.33830033639,-1708760.0160716623,0.99911634825105167,null,"1, 0.95",1,0.95,1174302.9659876917,8015528.6467305124,0.99999905092271646]
[null,"2, 0.05",2,0.05,1182316.2917021385,900.66650597564876,0.99999989033550052,null,"2, 0.05",2,0.05,1098315.2587929568,31917.12377852574,0.99999468880289277,null,"2, 0.05",2,0.05,243480363.85535127,438426.72444319725,0.99999990762562641,null,"2, 0.05",2,0.05,248510982.54329339,11855439.38078618,0.99999464723275133]
[null,"2, 0.06",2,0.06,979241.61709516833,489.48180810920894,0.99999992546739358,null,"2, 0.06",2,0.06,885673.12162006833,29785.484400425106,0.9999943773563672,null,"2, 0.06",2,0.06,201439892.06734592,357006.72508072853,0.99999993740963578,null,"2, 0.06",2,0.06,200376427.45556146,11371444.768006802,0.99999433301750129]
[null,"2, 0.07",2,7.0000000000000007E-2,834419.70855446532,120.09679381921887,0.9999999524944444,null,"2, 0.07",2,7.0000000000000007E-2,734471.26252727874,27734.309018351138,0.99999405848580947,null,"2, 0.07",2,7.0000000000000007E-2,171463922.39349028,283967.96826529503,0.99999996031677107,null,"2, 0.07",2,7.0000000000000007E-2,166150255.35505027,10905726.342936277,0.99999401120502585]
[null,"2, 0.08",2,0.08,725996.66277642117,-208.87787233479321,0.99999997242995353,null,"2, 0.08",2,0.08,621660.46120337921,25762.208210876212,0.99999373282796278,null,"2, 0.08",2,0.08,149026356.06503525,219031.2836432457,0.99999997718331501,null,"2, 0.08",2,0.08,140614754.47361809,10457968.359056711,0.99999368242490638]
[null,"2, 0.09",2,0.09,641831.4223701423,-498.83152581006289,0.99999998624394715,null,"2, 0.09",2,0.09,534435.59525325277,23867.792556570843,0.99999340111601132,null,"2, 0.09",2,0.09,131612693.76600884,161917.50086140633,0.99999998881621721,null,"2, 0.09",2,0.09,120871196.05118586,10027855.069851637,0.99999334740373347]
[null,"2, 0.1",2,0.1,574639.35290109331,-751.15350206196308,0.99999999485791846,null,"2, 0.1",2,0.1,465113.59123982978,22049.672634007409,0.99999306418636336,null,"2, 0.1",2,0.1,117714235.90682802,112347.44956612587,0.99999999598792011,null,"2, 0.1",2,0.1,105180342.83170648,9615070.7288012505,0.99999300697207283]
[null,"2, 0.11",2,0.11,519784.77791093301,-967.23313654400408,0.99999999914028592,null,"2, 0.11",2,0.11,408805.22061224846,20306.459021739662,0.99999272298537845,null,"2, 0.11",2,0.11,106370900.93048544,70041.959402799606,0.99999999943173123,null,"2, 0.11",2,0.11,92435407.470422462,9219299.5893890858,0.99999266207140047]
[null,"2, 0.12",2,0.12,474177.24642743403,-1148.4597647041082,0.99999999990257715,null,"2, 0.12",2,0.12,362250.99766993296,18636.762298356742,0.99999237857593037,null,"2, 0.12",2,0.12,96942634.465642676,34721.860020160675,0.99999999983777255,null,"2, 0.12",2,0.12,81898531.737495616,8840225.9050970078,0.99999231376089825]
[null,"2, 0.13",2,0.13,435677.21546982322,-1296.2227219976485,0.99999999789633753,null,"2, 0.13",2,0.13,323194.35538940848,17039.19304241892,0.99999203214366794,null,"2, 0.13",2,0.13,88986321.9475272,6107.981062412262,0.99999999784951876,null,"2, 0.13",2,0.13,73058890.704576343,8477533.9294071198,0.99999196322397499]
[null,"2, 0.14",2,0.14000000000000001,402756.44005183474,-1411.9113438781351,0.99999999381075821,null,"2, 0.14",2,0.14000000000000001,290023.46018247888,15512.361832487397,0.99999168500282043,null,"2, 0.14",2,0.14000000000000001,82185452.972729921,-16078.847823143005,0.99999999406093953,null,"2, 0.14",2,0.14000000000000001,65551609.422843553,8130907.9158022404,0.99999161177436013]
[null,"2, 0.15",2,0.15,374294.20718353993,-1496.9149657972157,0.99999998827099634,null,"2, 0.15",2,0.15,261556.30075113315,14054.879247145727,0.99999133860136591,null,"2, 0.15",2,0.15,76307919.912084192,-32117.796989202499,0.99999998901423903,null,"2, 0.15",2,0.15,59109112.929828472,7800032.1177630424,0.99999126086158496]
[null,"2, 0.16",2,0.16,349449.98212249216,-1552.6229232102633,0.99999998183716421,null,"2, 0.16",2,0.16,236906.3686218631,12665.355864958838,0.99999099452534779,null,"2, 0.16",2,0.16,71179642.04371506,-42288.036789417267,0.99999998319818417,null,"2, 0.16",2,0.16,53530720.003679365,7484590.7887747288,0.99999091207564239]
[null,"2, 0.17",2,0.17,327581.00300682057,-1580.4245515633374,0.99999997500394788,null,"2, 0.17",2,0.17,215395.74555022159,11342.402264494449,0.999990654502109,null,"2, 0.17",2,0.17,66667498.815600477,-46868.737577915192,0.99999997704700461,null,"2, 0.17",2,0.17,48662968.533568628,7184268.1823174953,0.99999056715058454]
[null,"2, 0.18",2,0.18,308187.34394395933,-1581.7091863211244,0.99999996820081205,null,"2, 0.18",2,0.18,196497.16179052749,10084.629024319351,0.99999032040216895,null,"2, 0.18",2,0.18,62667952.020612217,-46139.069708585739,0.99999997093983406,null,"2, 0.18",2,0.18,44386499.099963591,6898748.5518736839,0.99999022796678672]
[null,"2, 0.19",2,0.19,290874.32659767155,-1557.8661629259586,0.99999996179274431,null,"2, 0.19",2,0.19,179794.35175408481,8890.6467230077833,0.99998999423945201,null,"2, 0.19",2,0.19,59099260.968912184,-40378.203535079956,0.9999999652006657,null,"2, 0.19",2,0.19,40607080.58218056,6627716.1509256363,0.99998989655157866]
[null,"2, 0.2",2,0.2,275326.20829896792,-1510.2848168201745,0.99999995608148551,null,"2, 0.2",2,0.2,164954.30296993695,7759.0659391293302,0.99998967816953765,null,"2, 0.2",2,0.2,55896033.108629853,-29865.309408664703,0.99999996009878056,null,"2, 0.2",2,0.2,37249328.083672598,6370855.2329559326,0.99998957507790831]
[null,"2, 0.21",2,0.21,261287.38783961983,-1440.3544834852219,0.99999995130718922,null,"2, 0.21",2,0.21,151707.43391397642,6688.4972512526438,0.999989374485584,null,"2, 0.21",2,0.21,53005331.612060621,-14879.557685375214,0.99999995584960666,null,"2, 0.21",2,0.21,34252215.735806473,6127850.0514466763,0.99998926586067904]
[null,"2, 0.22",2,0.22,248548.73695834813,-1349.464498354122,0.99999994765045741,null,"2, 0.22",2,0.22,139833.17788466049,5677.5512379407883,0.99998908561154787,null,"2, 0.22",2,0.22,50383844.529264241,4299.8812828063965,0.99999995261596608,null,"2, 0.22",2,0.22,31565813.282427672,5898384.8598809242,0.99998897135037623]
[null,"2, 0.23",2,0.23,236937.49752627077,-1239.0041968859732,0.99999994523468883,null,"2, 0.23",2,0.23,129149.32760680158,4724.8384777726606,0.99998881409231333,null,"2, 0.23",2,0.23,47995792.42333366,27393.837141752243,0.99999995050965806,null,"2, 0.23",2,0.23,29148873.990191266,5682143.9117398262,0.99998869412357905]
[null,"2, 0.24",2,0.24,226309.70443598586,-1110.3629145268351,0.99999994412868742,null,"2, 0.24",2,0.24,119504.04368441041,3828.9695493131876,0.99998856258032587,null,"2, 0.24",2,0.24,45811359.096846238,54123.139539003372,0.99999994959333127,null,"2, 0.24",2,0.24,26967025.58130974,5478811.4605056047,0.9999884368699421]
[null,"2, 0.25",2,0.25,216544.42699727576,-964.92998673953116,0.99999994434947093,null,"2, 0.25",2,0.25,110769.78102485565,2988.5550311272964,0.99998833381833951,null,"2, 0.25",2,0.25,43805498.943967074,84208.618117570877,0.99999994988259466,null,"2, 0.25",2,0.25,24991395.342441585,5288071.7596607208,0.99998820237523045]
[null,"2, 0.26",2,0.26,207539.33924149477,-804.09474897012115,0.99999994586522545,null,"2, 0.26",2,0.26,102838.61685744926,2202.2055017938837,0.99998813061788872,null,"2, 0.26",2,0.26,41957019.528989553,117371.10252857208,0.99999995134831587,null,"2, 0.26",2,0.26,23197552.516143974,5109609.0626885891,0.99998799350000467]
[null,"2, 0.27",2,0.27,199207.27460275963,-629.24653667397797,0.99999994859835362,null,"2, 0.27",2,0.27,95618.616970123956,1468.5315398741513,0.99998795583313838,null,"2, 0.27",2,0.27,40247868.036311902,153331.4224152565,0.99999995391905938,null,"2, 0.27",2,0.27,21564685.716447148,4943107.6230698824,0.99998781315358065]
[null,"2, 0.28",2,0.28000000000000003,191473.51888174168,-441.77468529716134,0.99999995242856587,null,"2, 0.28",2,0.28000000000000003,89030.980609678823,786.1437239437364,0.99998781232980916,null,"2, 0.28",2,0.28000000000000003,38662570.623989627,191810.40742588043,0.99999995748361603,null,"2, 0.28",2,0.28000000000000003,20074956.612519834,4788251.6942877769,0.99998766426293684]
[null,"2, 0.29",2,0.28999999999999998,184273.66328591641,-243.06853030249476,0.99999995719596813,null,"2, 0.29",2,0.28999999999999998,83007.776092320317,153.65263256849721,0.99998770294895567,null,"2, 0.29",2,0.28999999999999998,37187787.773105152,232528.88720607758,0.99999996189357887,null,"2, 0.29",2,0.28999999999999998,18712987.332955807,4644725.5298238993,0.99998754973631632]
[null,"2, 0.3",2,0.3,177551.88686176235,-34.517407136037946,0.99999996270410174,null,"2, 0.3",2,0.3,77490.12929209377,-430.33115568337962,0.99998763046546746,null,"2, 0.3",2,0.3,35811958.567263171,275207.69140267372,0.99999996696591908,null,"2, 0.3",2,0.3,17465450.389202952,4512213.3831605911,0.99998747242136732]
[null,"2, 0.31",2,0.31,171259.57135943833,182.48934874869883,0.9999999687228972,null,"2, 0.31",2,0.31,72426.76274445813,-967.19706223951653,0.99998759754130073,null,"2, 0.31",2,0.31,34525013.821216188,319567.64966249466,0.99999997248552719,null,"2, 0.31",2,0.31,16320737.968651369,4390399.5077813864,0.99998743505779486]
[null,"2, 0.32",2,0.32,165354.17581033346,406.56240189634264,0.99999997499150184,null,"2, 0.32",2,0.32,67772.808667939971,-1458.3345085303299,0.99998760667359665,null,"2, 0.32",2,0.32,33318142.997872666,365329.59163141251,0.99999997820767417,null,"2, 0.32",2,0.32,15268693.235267464,4278968.1571663618,0.99998744022465913]
[null,"2, 0.33",2,0.33,159798.3157268803,636.31241685897112,0.99999998122095146,null,"2, 0.33",2,0.33,63488.837800032365,-1905.1329159894958,0.99998766013804408,null,"2, 0.33",2,0.33,32183603.504030917,412214.34695601463,0.99999998386036137,null,"2, 0.33",2,0.33,14300390.484657981,4177603.5847996473,0.99998749028264255]
[null,"2, 0.34",2,0.34,154559.00479651958,870.35005817934871,0.99999998709665339,null,"2, 0.34",2,0.34,59540.059614993806,-2308.9817060446367,0.99998775992805577,null,"2, 0.34",2,0.34,31114563.639807105,459942.74528336525,0.9999999891465271,null,"2, 0.34",2,0.34,13407954.095299527,4085990.0441628695,0.99998758731184434]
[null,"2, 0.35",2,0.35,149607.02657098457,1107.2859904021025,0.99999999228065439,null,"2, 0.35",2,0.35,55895.659647167762,-2671.2703001298942,0.99998790769057977,null,"2, 0.35",2,0.35,30104972.471018452,508235.61625814438,0.9999999937460754,null,"2, 0.35",2,0.35,12584408.516699947,4003811.7887377739,0.99998773304590372]
[null,"2, 0.36",2,0.36,144916.41087403783,1345.7308780811727,0.99999999641366855,null,"2, 0.36",2,0.36,52528.247260414719,-2993.3881196710281,0.99998810465964239,null,"2, 0.36",2,0.36,29149451.389502391,556813.78952932358,0.99999999731770473,null,"2, 0.36",2,0.36,11823553.259532841,3930753.0720072985,0.99998792880355025]
[null,"2, 0.37",2,0.37,140463.99511606255,1584.2953857593238,0.9999999991168429,null,"2, 0.37",2,0.37,49413.392968448454,-3276.7245861035772,0.99998835158900112,null,"2, 0.37",2,0.37,28243203.258249167,605398.09474134445,0.99999999950050567,null,"2, 0.37",2,0.37,11119858.157642281,3866498.1474530697,0.99998817541896656]
[null,"2, 0.38",2,0.38,136229.05487476982,1821.5901779849082,0.9999999999932393,null,"2, 0.38",2,0.38,46529.238809854774,-3522.6691208537668,0.99998864868558468,null,"2, 0.38",2,0.38,27381935.902039457,653709.36154222488,0.99999999991530797,null,"2, 0.38",2,0.38,10468375.16762555,3810731.2685582638,0.99998847317266604]
[null,"2, 0.39",2,0.39,132192.9913096439,2056.2259193100035,0.99999999862901301,null,"2, 0.39",2,0.39,43856.168665415811,-3732.6111453529447,0.99998899554568177,null,"2, 0.39",2,0.39,26561797.368753377,701468.41957807541,0.99999999816574991,null,"2, 0.39",2,0.39,9864663.7377110142,3763136.6888048649,0.99998882172489245]
[null,"2, 0.4",2,0.4,128339.06546422082,2286.8132742773741,0.99999999459426947,null,"2, 0.4",2,0.4,41376.528027835608,-3907.940081034787,0.99998939109609863,null,"2, 0.4",2,0.4,25779320.90148304,748396.0984954834,0.99999999383905147,null,"2, 0.4",2,0.4,9304727.3713041861,3723398.6616743803,0.99998922005381907]
[null,"2, 0.41",2,0.41,124652.17145095991,2511.9629074297845,0.99999998744357843,null,"2, 0.41",2,0.41,39074.384780773842,-4050.0453493264504,0.99998983354273074,null,"2, 0.41",2,0.41,25031377.96350671,794213.22794008255,0.99999998650646582,null,"2, 0.41",2,0.41,8784959.4739173651,3691201.4406497478,0.99998966640108355]
[null,"2, 0.42",2,0.42,121118.64203827648,2730.2854833230376,0.99999997671612695,null,"2, 0.42",2,0.42,36935.324152303525,-4160.3163716634735,0.99999032032914503,null,"2, 0.42",2,0.42,24315137.973980866,838640.63755774498,0.99999997572338828,null,"2, 0.42",2,0.42,8302096.9362521302,3666229.2792127132,0.99999015822734993]
[null,{"$f":"C141&\", \"&D141","v":"2, 0.43"},2,0.43,117726.08136496607,2940.3916664989665,0.99999996193548879,null,{"$f":"J141&\", \"&K141","v":"2, 0.43"},2,0.43,34946.27227951416,-4240.1425694711506,0.99999084810784333,null,{"$f":"Q141&\", \"&R141","v":"2, 0.43"},2,0.43,23628033.661907904,881399.15699839592,0.99999996102909783,null,{"$f":"X141&\", \"&Y141","v":"2, 0.43"},2,0.43,7853180.1940611145,3648166.4308462143,0.99999069218070091]
[null,"2, 0.44",2,0.44,114463.22046629729,3140.8921215068549,0.9999999426089855,null,"2, 0.44",2,0.44,33095.34383248708,-4290.913364181295,0.99999141272684533,null,"2, 0.44",2,0.44,22967731.144562777,922209.61590480804,0.99999994194610275,null,"2, 0.44",2,0.44,7435518.7343921447,3636697.1490322351,0.9999912640806321]
[null,"2, 0.45",2,0.45,111319.79206329267,3330.3975128931925,0.99999991822661149,null,"2, 0.45",2,0.45,31371.709955074268,-4314.0181772261858,0.99999200923406917,null,"2, 0.45",2,0.45,22332103.995462615,960792.84392595291,0.99999991797906385,null,"2, 0.45",2,0.45,7046661.2009999156,3631505.6872525215,0.99999186892028369]
[null,"2, 0.46",2,0.46,108286.4216838422,3507.5185052054003,0.99999988825949104,null,"2, 0.46",2,0.46,29765.483430792574,-4310.8464300343767,0.99999263190170307,null,"2, 0.46",2,0.46,21719210.694775246,996869.6707072258,0.99999988861325639,null,"2, 0.46",2,0.46,6684369.3990517333,3632276.2989903688,0.99999250088925462]
[null,"2, 0.47",2,0.47,105354.53268324974,3670.8657629936934,0.99999985215782738,null,"2, 0.47",2,0.47,28267.618508391708,-4282.7875440386124,0.99999327427231,null,"2, 0.47",2,0.47,21127274.958398923,1030160.9258947372,0.99999985331253216,null,"2, 0.47",2,0.47,6346595.6183815571,3638693.2377274632,0.99999315341890105]
[null,"2, 0.48",2,0.48,102516.26313721023,3819.0499508045614,0.9999998093482968,null,"2, 0.48",2,0.48,26869.823249225312,-4231.230940666981,0.99999392922783803,null,"2, 0.48",2,0.48,20554668.525906995,1060387.4391355515,0.99999981151673345,null,"2, 0.48",2,0.48,6031462.7913371492,3650440.7569458485,0.99999381925143183]
[null,"2, 0.49",2,0.49,99764.392911158109,3950.6817331723869,0.99999975923083373,null,"2, 0.49",2,0.49,25564.482607597889,-4157.5660413529258,0.99999458908198513,null,"2, 0.49",2,0.49,19999896.056091361,1087270.0400753021,0.9999997626385001,null,"2, 0.49",2,0.49,5737247.0802787226,3667203.1101276278,0.99999449053336431]
[null,"2, 0.5",2,0.5,97092.279481292702,4064.3717746641487,0.99999970117473436,null,"2, 0.5",2,0.5,24344.590741469583,-4063.182267524302,0.99999524569553611,null,"2, 0.5",2,0.5,19461581.835040525,1110529.5583620071,0.99999970605940081,null,"2, 0.5",2,0.5,5462362.5545776524,3688664.5507558584,0.9999951589330498]
[null,"2, 0.51",2,0.51,94493.801306072462,4158.730739816092,0.99999963451400098,null,"2, 0.51",2,0.51,23203.691286607551,-3949.4690406136215,0.99999589061338323,null,"2, 0.51",2,0.51,18938458.047973331,1129886.823641777,0.99999964112530371,null,"2, 0.51",2,0.51,5205347.6703212978,3714509.3323122263,0.99999581578101726]
[null,"2, 0.52",2,0.52,91963.307731766574,4232.3692931812257,0.9999995585418221,null,"2, 0.52",2,0.52,22135.824522181512,-3817.815782052232,0.99999651522098909,null,"2, 0.52",2,0.52,18429354.404322561,1145062.6655602455,0.99999956714088556,null,"2, 0.52",2,0.52,4964853.3100518258,3744421.7082791328,0.99999645223088374]
[null,"2, 0.53",2,0.53,89495.574569076984,4283.8980992976576,0.99999947250406651,null,"2, 0.53",2,0.53,21135.480517612501,-3669.6119132700842,0.99999711091711019,null,"2, 0.53",2,0.53,17933188.937337376,1155777.9137647152,0.99999948336315381,null,"2, 0.53",2,0.53,4739632.1764969137,3778085.9321389794,0.9999970594375811]
[null,"2, 0.54",2,0.54,87085.764605690361,4311.9278227202594,0.99999937559164342,null,"2, 0.54",2,0.54,20197.557485327325,-3506.246855694335,0.99999766929872935,null,"2, 0.54",2,0.54,17448959.825952195,1161753.3979005814,0.99999938899383178,null,"2, 0.54",2,0.54,4528529.3647747748,3815186.257373631,0.99999762874871845]
[null,"2, 0.55",2,0.55000000000000004,84729.392426552789,4315.0691279936582,0.99999926693154062,null,"2, 0.55",2,0.55000000000000004,19317.324676849199,-3329.1100307591259,0.99999818235339866,null,"2, 0.55",2,0.55000000000000004,16975738.108815286,1162709.9476158619,0.99999928317042264,null,"2, 0.55",2,0.55000000000000004,4330473.9630859401,3855406.9374656677,0.99999815190409436]
[null,"2, 0.56",2,0.56000000000000005,82422.293003399653,4291.9326796699315,0.99999914557632175,null,"2, 0.56",2,0.56000000000000005,18490.389254306618,-3139.5908598934766,0.99999864265362171,null,"2, 0.56",2,0.56000000000000005,16512661.17895719,1158368.3925566673,0.99999916495572372,null,"2, 0.56",2,0.56000000000000005,4144471.5533308755,3898432.2258975506,0.99999862123774608]
[null,"2, 0.57",2,0.56999999999999995,80160.593590651959,4241.1291422853246,0.99999901049180007,null,"2, 0.57",2,0.56999999999999995,17712.666649152634,-2939.0787645303644,0.99999904354756153,null,"2, 0.57",2,0.56999999999999995,16058926.963230893,1148449.5623674393,0.99999903332551787,null,"2, 0.57",2,0.56999999999999995,3969597.5011363709,3943946.3761510849,0.99999902987653977]
[null,"2, 0.58",2,0.57999999999999996,77940.688528632265,4161.269180400297,0.99999886054255482,null,"2, 0.58",2,0.57999999999999996,16980.353987222617,-2728.9631660974119,0.99999937934027527,null,"2, 0.58",2,0.57999999999999996,15613788.703878757,1132674.2866985798,0.99999888715409546,null,"2, 0.58",2,0.57999999999999996,3804990.9400169956,3991633.6417087317,0.99999937192919308]
[null,"2, 0.59",2,0.59,75759.216609167022,4050.9634585520253,0.99999869447486478,null,"2, 0.59",2,0.59,16289.906216329367,-2510.6334860289935,0.99999964545986386,null,"2, 0.59",2,0.59,15176550.270787818,1110763.3951935768,0.99999872519718824,null,"2, 0.59",2,0.59,3649849.3673168579,4041178.2760528326,0.99999964265979657]
[null,"2, 0.6",2,0.6,73613.040704627419,3908.8226412925869,0.99999851089653891,null,"2, 0.6",2,0.6,15638.014621098006,-2285.4791457524989,0.99999983860339681,null,"2, 0.6",2,0.6,14746561.942519257,1082437.7174983025,0.9999985460717894,null,"2, 0.6",2,0.6,3503423.7805571198,4092264.532664597,0.99999983864037911]
[null,"2, 0.61",2,0.61,71499.229400671873,3733.4573931656778,0.99999830825299341,null,"2, 0.61",2,0.61,15021.587451096426,-2054.8895666985773,0.99999995685819254,null,"2, 0.61",2,0.61,14323216.602318767,1047418.0832624435,0.99999834823220402,null,"2, 0.61",2,0.61,3365014.2921755491,4144576.6650285721,0.99999995787781215]
[null,"2, 0.62",2,0.62,69415.04040646457,3523.4783787243068,0.9999980847987604,null,"2, 0.62",2,0.62,14437.732423662199,-1820.2541702988092,0.99999999979497478,null,"2, 0.62",2,0.62,13905946.302254923,1005425.3221297264,0.99999812994151482,null,"2, 0.62",2,0.62,3233966.1686462588,4197798.9266247749,0.99999999991133315]
[null,"2, 0.63",2,0.63,67357.905544873705,3277.4962625140324,0.99999783856340185,null,"2, 0.63",2,0.63,13883.740893127491,-1582.9623779843096,0.99999996853053408,null,"2, 0.63",2,0.63,13494219.154582404,956180.26374840736,0.99999788923743038,null,"2, 0.63",2,0.63,3109666.2468258967,4251615.5709370971,0.99999996587813023]
[null,"2, 0.64",2,0.64,65325.417149838162,2994.1217090757564,0.9999975673105298,null,"2, 0.64",2,0.64,13357.073504178534,-1344.403611182468,0.9999998657587138,null,"2, 0.64",2,0.64,13087536.514539983,899403.73776364326,0.99999762389120894,null,"2, 0.64",2,0.64,2991539.686267626,4305710.8514463305,0.99999985854569917]
[null,"2, 0.65",2,0.65,63315.315719362108,2671.965382963419,0.99999726848827952,null,"2, 0.65",2,0.65,12855.347169521057,-1105.96729133185,0.99999969574976055,null,"2, 0.65",2,0.65,12685430.42319789,834816.57382273674,0.9999973313579984,null,"2, 0.65",2,0.65,2879047.0213212683,4359769.0216357708,0.99999968231096914]
[null,"2, 0.66",2,0.66,61325.478690964606,2309.6379487235099,0.99999693916911492,null,"2, 0.66",2,0.66,12376.323231393535,-869.04283985169604,0.99999946431922926,null,"2, 0.66",2,0.66,12287461.282773608,762139.60157203674,0.99999700871645758,null,"2, 0.66",2,0.66,2771681.4812246021,4413474.3349872828,0.99999944316743117]
[null,"2, 0.67",2,0.67,59353.910222312828,1905.7500709034503,0.99999657597622582,null,"2, 0.67",2,0.67,11917.896683244333,-635.01967817964032,0.99999917876864763,null,"2, 0.67",2,0.67,11893215.740128357,681093.65065789223,0.99999665259490522,null,"2, 0.67",2,0.67,2668966.5501862322,4466511.044983387,0.99999914864257278]
[null,"2, 0.68",2,0.68,57398.731873564182,1458.9124140469357,0.99999617499296178,null,"2, 0.68",2,0.68,11478.086342436445,-405.28722774540074,0.99999884780093962,null,"2, 0.68",2,0.68,11502304.75701388,591399.55072641373,0.99999625908041911,null,"2, 0.68",2,0.68,2570453.7427554769,4518563.4051066041,0.9999988077087848]
[null,"2, 0.69",2,0.69,55458.174099939351,967.73564270418137,0.99999573165062661,null,"2, 0.69",2,0.69,11055.025877500359,-181.23490998032503,0.99999848141411363,null,"2, 0.69",2,0.69,11114361.848123837,492778.13142490387,0.999995823606183,null,"2, 0.69",2,0.69,2475720.572638188,4569315.6688383818,0.99999843067145966]
[null,"2, 0.7",2,0.7,53530.568473503561,430.83042141795158,0.99999524058846601,null,"2, 0.7",2,0.7,10646.955604478995,35.747853685170412,0.99999809077688118,null,"2, 0.7",2,0.7,10729041.470169393,384950.22239923477,0.9999953408108766,null,"2, 0.7",2,0.7,2384368.6956141903,4618452.0896607637,0.99999802903816426]
[null,"2, 0.71",2,0.71,51614.340562261968,-153.19258525688201,0.99999469547760877,null,"2, 0.71",2,0.71,10252.214976539675,244.271641820902,0.99999768808958323,null,"2, 0.71",2,0.71,10346017.547089266,267636.6532959938,0.99999480436181598,null,"2, 0.71",2,0.71,2296022.209391173,4665656.9210567474,0.9999976153725143]
[null,"2, 0.72",2,0.72,49708.003402663977,-785.72271277476102,0.99999408879786,null,"2, 0.72",2,0.72,9869.2356994514575,442.94703299948014,0.99999728643301256,null,"2, 0.72",2,0.72,9964982.1181588843,140558.25376272202,0.99999420673067618,null,"2, 0.72",2,0.72,2210326.0951375193,4710614.4165096283,0.99999720313553753]
[null,"2, 0.73",2,0.73,47810.151508613832,-1468.149296592921,0.99999341155223709,null,"2, 0.73",2,0.73,9496.5354129140269,630.38460578420199,0.99999689960625704,null,"2, 0.73",2,0.73,9585644.0972139668,3435.8534438610077,0.99999353890658749,null,"2, 0.73",2,0.73,2126944.7871083198,4753008.8294996619,0.99999680651582823]
[null,"2, 0.74",2,0.74,45919.455366237104,-2201.8616721648723,0.99999265289843442,null,"2, 0.74",2,0.74,9132.7118842106775,805.19493875047192,0.99999654195239418,null,"2, 0.74",2,0.74,9207728.1324774604,-144009.7180120945,0.99999279002565578,null,"2, 0.74",2,0.74,2045560.8582475262,4792524.4135093093,0.99999644024740264]
[null,"2, 0.75",2,0.75,44034.65636906599,-2988.2491749357432,0.99999179966821339,null,"2, 0.75",2,0.75,8776.4376663697476,965.98861046414822,0.99999622816736644,null,"2, 0.75",2,0.75,8830973.5576004237,-302057.63095879555,0.99999194688771564,null,"2, 0.75",2,0.75,1965873.8109420945,4828845.4220226407,0.99999611941056532]
[null,"2, 0.76",2,0.76,42154.562153078434,-3828.7011403655633,0.99999083573376635,null,"2, 0.76",2,0.76,8426.4551780496113,1111.3761994936503,0.99999597308215127,null,"2, 0.76",2,0.76,8455133.4255154654,-470987.05575215816,0.99999099331909191,null,"2, 0.76",2,0.76,1887598.9632428342,4861656.108519882,0.99999585920571066]
[null,"2, 0.77",2,0.77,40278.042295240433,-4724.6069039003924,0.99998974116240369,null,"2, 0.77",2,0.77,8081.5721668094111,1239.9682844128693,0.99999579140047079,null,"2, 0.77",2,0.77,8079973.6175742438,-651077.16274333,0.99998990932232812,null,"2, 0.77",2,0.77,1810466.4218732445,4890640.7264843583,0.99999567468188733]
[null,"2, 0.78",2,0.78,38404.024342930119,-5677.3558009993285,0.999988491074282,null,"2, 0.78",2,0.78,7740.6575213592259,1350.3754437904572,0.99999569736225036,null,"2, 0.78",2,0.78,7705272.0212129662,-842607.12228643894,0.9999886699270355,null,"2, 0.78",2,0.78,1734220.1342376317,4915483.5293987691,0.99999558038956837]
[null,"2, 0.79",2,0.79,36531.490144924086,-6688.3371671112254,0.99998705407706689,null,"2, 0.79",2,0.79,7402.6374018668621,1441.2082561900606,0.99999570428420537,null,"2, 0.79",2,0.79,7330817.7700735955,-1045856.1047346592,0.9999872436149192,null,"2, 0.79",2,0.79,1658617.0124287589,4935868.7707438469,0.99999558990773108]
[null,"2, 0.8",2,0.8,34659.472457560179,-7758.9403376923874,0.99998539008762866,null,"2, 0.8",2,0.8,7066.4916604916252,1511.0773001866182,0.99999582389885044,null,"2, 0.8",2,0.8,6956410.5411160104,-1261103.2804425955,0.99998559012783228,null,"2, 0.8",2,0.8,1583426.1229346781,4951480.7040029764,0.99999571516444496]
[null,"2, 0.81",2,0.81,32787.051802295275,-8890.5546481916681,0.99998344724900323,null,"2, 0.81",2,0.81,6731.2505270641186,1558.5931543477345,0.99999606536400831,null,"2, 0.81",2,0.81,6581859.9037958756,-1488627.8197623491,0.99998365736520523,null,"2, 0.81",2,0.81,1508427.9363675509,4962003.5826582909,0.99999596541963454]
[null,"2, 0.82",2,0.82,30913.353553198234,-10084.569434063043,0.99998115748430116,null,"2, 0.82",2,0.82,6395.9915372767009,1582.3663972414797,0.99999643373248748,null,"2, 0.82",2,0.82,6206984.7168637197,-1728708.8930475712,0.99998137690963473,null,"2, 0.82",2,0.82,1433413.6320901224,4967121.6601917744,0.99999634569405882]
[null,"2, 0.83",2,0.83,29037.545234985027,-11342.374030760489,0.99997842994971409,null,"2, 0.83",2,0.83,6059.8366829329943,1581.0076074403478,0.99999692753019032,null,"2, 0.83",2,0.83,5831612.5687688319,-1981625.6706531048,0.99997865743826286,null,"2, 0.83",2,0.83,1358184.4531103184,4966519.1900858879,0.99999685428333362]
[null,"2, 0.84",2,0.84,27158.834014051969,-12665.357773737516,0.99997514116569231,null,"2, 0.84",2,0.84,5721.9497657508273,1553.1273635079851,0.99999753484179787,null,"2, 0.84",2,0.84,5455579.2580343466,-2247657.3229320049,0.99997537479185628,null,"2, 0.84",2,0.84,1282551.1070547425,4959880.4258230329,0.99999747873993017]
[null,"2, 0.85",2,0.85,25276.464366611945,-14054.909998443909,0.99997111974270902,null,"2, 0.85",2,0.85,5381.5339379552779,1497.3362440242199,0.99999822685152773,null,"2, 0.85",2,0.85,5078728.3103117179,-2527083.0202363729,0.99997135660648906,null,"2, 0.85",2,0.85,1206333.2094263975,4946889.6208850145,0.99999818924198114]
[null,"2, 0.86",2,0.86,23389.715909519153,-15512.420040332247,0.99996612201938306,null,"2, 0.86",2,0.86,5037.8294144588526,1412.2448275445495,0.99999894694075087,null,"2, 0.86",2,0.86,4700910.5291290944,-2820181.9329214096,0.99996635780682852,null,"2, 0.86",2,0.86,1129358.7657048744,4927231.0287541747,0.99999892739838858]
[null,"2, 0.87",2,0.87,21497.901380691932,-17039.277234859765,0.99995979184030126,null,"2, 0.87",2,0.87,4690.1113428214003,1296.4636926542735,0.99999959180189713,null,"2, 0.87",2,0.87,4321983.5776224984,-3127233.2313393354,0.99996002015752872,null,"2, 0.87",2,0.87,1051463.6891638085,4900588.9029141366,0.99999958685064549]
[null,"2, 0.88",2,0.88,19600.364757234118,-18636.870917474385,0.99995159142859813,null,"2, 0.88",2,0.88,4337.687818441379,1148.6034179077251,0.99999997770224636,null,"2, 0.88",2,0.88,3941811.5887854281,-3448516.0858449936,0.99995180277735984,null,"2, 0.88",2,0.88,972491.35156441596,4866647.4968443811,0.99999997860943413]
[null,"2, 0.89",2,0.89,17696.479500424728,-20306.590423631947,0.99994067683507304,null,"2, 0.89",2,0.89,3979.8980335529191,967.27458188473247,0.99999977796142236,null,"2, 0.89",2,0.89,3560264.8019936834,-3784309.6667907834,0.99994085701839908,null,"2, 0.89",2,0.89,892292.16413930093,4825091.0640290678,0.99999976678420033]
[null,"2, 0.9",2,0.9,15785.646917708091,-22049.825088782236,0.99992566049579368,null,"2, 0.9",2,0.9,3616.1105496244591,751.08776314626448,0.99999840179710742,null,"2, 0.9",2,0.9,3177219.2237619236,-4134893.1445310116,0.99992578813365773,null,"2, 0.9",2,0.9,810723.18651072553,4775603.8579501063,0.99999834396863563]
[null,"2, 0.91",2,0.91,13867.294632684861,-23867.964248381089,0.9999041263563232,null,"2, 0.91",2,0.91,3245.7216836639896,498.65354027500143,0.99999474638062191,null,"2, 0.91",2,0.91,2792556.3108678926,-4500545.6894184351,0.99990416912901736,null,"2, 0.91",2,0.91,727647.76139448595,4717870.1320909411,0.99999457602302033]
[null,"2, 0.92",2,0.92,11940.875154886038,-25762.397237877594,0.99987155103975012,null,"2, 0.92",2,0.92,2868.1539997664304,208.5824918258586,0.99998665377934293,null,"2, 0.92",2,0.92,2406162.6741424771,-4881546.4718065262,0.99987146076462374,null,"2, 0.92",2,0.92,642935.17312743852,4651574.1399321109,0.9999862425430921]
[null,"2, 0.93",2,0.93,10005.864541819994,-27734.513392730383,0.99981862333953953,null,"2, 0.93",2,0.93,2482.854897979425,-120.51480362407165,0.99996961454029321,null,"2, 0.93",2,0.93,2017929.8013700978,-5278174.6620495319,0.99981833394714981,null,"2, 0.93",2,0.93,556460.32822550542,4576400.1349557638,0.99996869940857758]
[null,"2, 0.94",2,0.94,8061.7611464200108,-29785.702048384584,0.99972351987956176,null,"2, 0.94",2,0.94,2089.2952932422249,-490.02776750514749,0.99993330410742798,null,"2, 0.94",2,0.94,1627753.797876237,-5690709.4305005074,0.99972297807656429,null,"2, 0.94",2,0.94,468103.45633155649,4492032.3706458956,0.9999312993787689]
[null,"2, 0.95",2,0.95,6108.0844436012676,-31917.352540301392,0.99952439086097822,null,"2, 0.95",2,0.95,1686.9683777598129,-901.34582125308225,0.99985079467551374,null,"2, 0.95",2,0.95,1235535.1434989893,-6119429.9475134015,0.99952383789554777,null,"2, 0.95",2,0.95,377749.83005089656,4398155.1004832461,0.9998462157966419]
[null,"3, 0.05",3,0.05,1078037.7524560227,503.86740110255778,0.99999930916203861,null,"3, 0.05",3,0.05,1202475.3872667414,2957.1213070396334,0.99999990086964619,null,"3, 0.05",3,0.05,221877327.62617886,399214.2310063839,0.99999925159106939,null,"3, 0.05",3,0.05,204236560.42289907,11353703.426653385,0.99999989475377982]
[null,"3, 0.06",3,0.06,865802.11335376755,530.74877316318452,0.99999935161738052,null,"3, 0.06",3,0.06,999018.56311190326,2764.1596709992737,0.99999991380442521,null,"3, 0.06",3,0.06,178027678.87941197,406234.24067258835,0.99999929845735425,null,"3, 0.06",3,0.06,169655610.43383685,11318977.341730595,0.99999990789413118]
[null,"3, 0.07",3,7.0000000000000007E-2,714947.85150963732,558.15712082013488,0.99999939353970047,null,"3, 0.07",3,7.0000000000000007E-2,853866.30928745295,2576.6825625281781,0.99999992521624481,null,"3, 0.07",3,7.0000000000000007E-2,146863629.61014268,413208.0408718586,0.99999934470304297,null,"3, 0.07",3,7.0000000000000007E-2,144984698.33283243,11285254.780099154,0.99999991953771039]
[null,"3, 0.08",3,0.08,602447.83579688671,586.02444452885538,0.99999943486217469,null,"3, 0.08",3,0.08,745145.29729686247,2394.6213182397187,0.9999999352481258,null,"3, 0.08",3,0.08,123626170.50187847,420126.79938316345,0.99999939025339113,null,"3, 0.08",3,0.08,126506019.10569531,11252522.87821722,0.99999992982075536]
[null,"3, 0.09",3,0.09,515509.2155895441,614.28274474944919,0.99999947551381596,null,"3, 0.09",3,0.09,660703.67797539243,2217.9072747621685,0.99999994403479786,null,"3, 0.09",3,0.09,105671407.48990105,426981.68398690224,0.99999943502895516,null,"3, 0.09",3,0.09,112154125.52231961,11220768.772540808,0.99999993887190675]
[null,"3, 0.1",3,0.1,446456.28051202814,642.86402192618698,0.99999951541931342,null,"3, 0.1",3,0.1,593250.34182420082,2046.471768701449,0.99999995170250422,null,"3, 0.1",3,0.1,91413004.135379508,433763.86246347427,0.99999947894539765,null,"3, 0.1",3,0.1,100689749.24464181,11189979.599526882,0.99999994681199755]
[null,"3, 0.11",3,0.11,390404.48759805894,671.70027652289718,0.9999995544988789,null,"3, 0.11",3,0.11,538145.49188947864,1880.2461366727948,0.9999999583689082,null,"3, 0.11",3,0.11,79841473.613603413,440464.50258994102,0.9999995219133001,null,"3, 0.11",3,0.11,91324264.966621578,11160142.495631456,0.99999995375393569]
[null,"3, 0.12",3,0.12,344097.47487011715,700.72350898571312,0.99999959266810823,null,"3, 0.12",3,0.12,492295.93020201928,1719.1617153026164,0.99999996414308689,null,"3, 0.12",3,0.12,70283824.708098978,447074.77214837074,0.99999956383798838,null,"3, 0.12",3,0.12,83531922.484231874,11131244.597312927,0.99999995980267298]
[null,"3, 0.13",3,0.13,305280.83788222721,729.86571977287531,0.99999962983785828,null,"3, 0.13",3,0.13,453560.21201391122,1563.1498412005603,0.99999996912560773,null,"3, 0.13",3,0.13,62274140.422845975,453585.83891606331,0.99999960461937443,null,"3, 0.13",3,0.13,76948740.886992559,11103273.041027308,0.99999996505525024]
[null,"3, 0.14",3,0.14000000000000001,272344.28774440702,759.05890933796763,0.99999966591414613,null,"3, 0.14",3,0.14000000000000001,420408.73393378884,1412.1418509799987,0.99999997340868241,null,"3, 0.14",3,0.14000000000000001,55479622.903544225,459988.87067270279,0.99999964415182163,null,"3, 0.14",3,0.14000000000000001,71314733.810274944,11076214.963230133,0.99999996960091619]
[null,"3, 0.15",3,0.15,244106.94593733636,788.23507813643664,0.99999970079807465,null,"3, 0.15",3,0.15,391719.78680798394,1266.0690812598914,0.99999997707638166,null,"3, 0.15",3,0.15,49656220.39037358,466275.03519940376,0.9999996823240388,null,"3, 0.15",3,0.15,66439244.586684637,11050057.500379324,0.99999997352130876]
[null,{"$f":"C205&\", \"&D205","v":"3, 0.16"},3,0.16,219683.15357152477,817.3262266209349,0.99999973438579481,null,{"$f":"J205&\", \"&K205","v":"3, 0.16"},3,0.16,366652.08877124515,1124.8628686666489,0.99999998020491199,null,{"$f":"Q205&\", \"&R205","v":"3, 0.16"},3,0.16,44620894.06346897,472435.50027394295,0.99999971901901341,null,{"$f":"X205&\", \"&Y205","v":"3, 0.16"},3,0.16,62179280.715675771,11024787.788933277,0.99999997689069153]
[null,"3, 0.17",3,0.17,198395.64208442095,846.26435524597764,0.99999976656850875,null,"3, 0.17",3,0.17,344562.30663249845,988.45454980432987,0.99999998286293867,null,"3, 0.17",3,0.17,40233673.060580529,478461.43367671967,0.99999975411399078,null,"3, 0.17",3,0.17,58425494.990948692,11000392.965346813,0.99999997977623867]
[null,"3, 0.18",3,0.18,179717.64703848513,874.9814644632861,0.99999979723252364,null,"3, 0.18",3,0.18,324950.07013201935,856.77546128816903,0.99999998511194932,null,"3, 0.18",3,0.18,36385691.155514069,484344.00318646431,0.99999978748051199,null,"3, 0.18",3,0.18,55092839.585381404,10976860.16607666,0.99999998223835895]
[null,"3, 0.19",3,0.19,163233.30177250129,903.40955473016948,0.99999982625936901,null,"3, 0.19",3,0.19,307420.35011739348,729.75693974271417,0.99999998700665038,null,"3, 0.19",3,0.19,32991001.327589862,490074.37658274174,0.99999981898452417,null,"3, 0.19",3,0.19,52114171.477561779,10954176.527580261,0.9999999843310533]
[null,"3, 0.2",3,0.2,148609.91295749691,931.48062650114298,0.99999985352598431,null,"3, 0.2",3,0.2,291657.12326668965,607.3303217869252,0.99999998859538908,null,"3, 0.2",3,0.2,29980845.960264128,495643.72164618969,0.99999984848657641,null,"3, 0.2",3,0.2,49435776.250360072,10932329.186316252,0.99999998610229623]
[null,"3, 0.21",3,0.21,135578.15742239915,959.12668022606522,0.99999987890499542,null,"3, 0.21",3,0.21,277404.56117643986,489.42694402858615,0.99999998992059103,null,"3, 0.21",3,0.21,27299564.125858653,501043.20615434647,0.9999998758421198,null,"3, 0.21",3,0.21,47014170.80419521,10911305.27873826,0.99999998759443709]
[null,"3, 0.22",3,0.22,123917.6798454205,986.27971636876464,0.9999999022650895,null,"3, 0.22",3,0.22,264453.34969835175,375.97814309038222,0.99999999101921144,null,"3, 0.22",3,0.22,24901615.065363884,506263.99788832664,0.99999990090193092,null,"3, 0.22",3,0.22,44813778.057591617,10891091.941304922,0.99999998884461305]
[null,"3, 0.23",3,0.23,113446.44756943297,1012.8717353716493,0.99999992347150746,null,"3, 0.23",3,0.23,252630.57714470589,266.91525558009744,0.99999999192319011,null,"3, 0.23",3,0.23,22749378.151771989,511297.2646266222,0.99999992351268119,null,"3, 0.23",3,0.23,42805208.247591279,10871676.310472727,0.99999998988516936]
[null,"3, 0.24",3,0.24,104012.76671349606,1038.8347376952879,0.99999994238667023,null,"3, 0.24",3,0.24,241792.15044240252,162.16961812973022,0.9999999926599058,null,"3, 0.24",3,0.24,20811502.86257647,516134.17414855957,0.99999994351767718,null,"3, 0.24",3,0.24,40963969.905062534,10853045.522698879,0.99999999074408019]
[null,"3, 0.25",3,0.25,95489.214417619864,1064.1007237909362,0.99999995887095816,null,"3, 0.25",3,0.25,231817.03141003815,61.672567335888743,0.99999999325262645,null,"3, 0.25",3,0.25,19061654.758871764,520765.89423429966,0.99999996075780151,null,"3, 0.25",3,0.25,39269490.195934743,10835186.714438438,0.99999999144536711]
[null,"3, 0.26",3,0.26,87767.971338735922,1088.6016941168346,0.99999997278366393,null,"3, 0.26",3,0.26,222602.80312488612,-34.644560165703297,0.99999999372095094,null,"3, 0.26",3,0.26,17477550.85389173,525183.59266269207,0.99999997507268323,null,"3, 0.26",3,0.26,37704361.337532759,10818087.022150278,0.99999999200951017]
[null,"3, 0.27",3,0.27,80757.191369786058,1112.2696491242386,0.99999998398413903,null,"3, 0.27",3,0.27,214062.22154166151,-126.85042776912451,0.99999999408123541,null,"3, 0.27",3,0.27,16040209.344094792,529378.43721365929,0.9999999863021336,null,"3, 0.27",3,0.27,36253754.477948122,10801733.582290888,0.99999999245384807]
[null,"3, 0.28",3,0.28000000000000003,74378.149276148906,1135.036589267198,0.99999999233315662,null,"3, 0.28",3,0.28000000000000003,206120.50605011961,-215.01369885914028,0.99999999434700704,null,"3, 0.28",3,0.28000000000000003,14733360.112159602,533341.59566628933,0.99999999428788466,null,"3, 0.28",3,0.28000000000000003,34904959.172687881,10786113.531316757,0.99999999279296548]
[null,"3, 0.29",3,0.28999999999999998,68562.97847625443,1156.8345149992965,0.99999999769451176,null,"3, 0.29",3,0.28999999999999998,198713.1906069463,-299.20303681306541,0.99999999452935695,null,"3, 0.29",3,0.28999999999999998,13542977.194878118,537064.23580062389,0.99999999887566726,null,"3, 0.29",3,0.28999999999999998,33647018.142016754,10771214.005684376,0.99999999303906306]
[null,"3, 0.3",3,0.3,63252.861266075022,1177.5954267773777,0.99999999993687794,null,"3, 0.3",3,0.3,191784.40464126907,-379.48710501939058,0.99999999463731482,null,"3, 0.3",3,0.3,12456904.757470012,540537.52539515495,0.99999999991767263,null,"3, 0.3",3,0.3,32470435.076830778,10757022.141850233,0.99999999320231081]
[null,"3, 0.31",3,0.31,58396.569322748146,1197.2513250536285,0.99999999893594105,null,"3, 0.31",3,0.31,185285.48668813455,-455.9345668554306,0.99999999467820044,null,"3, 0.31",3,0.31,11464555.459965346,543752.6322299242,0.99999999727543498,null,"3, 0.31",3,0.31,31366938.998232968,10743525.076273441,0.9999999932911805]
[null,"3, 0.32",3,0.32,53949.277863768999,1215.7342102820985,0.99999999457682109,null,"3, 0.32",3,0.32,179173.85796570874,-528.61408571340144,0.99999999465795342,null,"3, 0.32",3,0.32,10556665.379890403,546700.72408473492,0.99999999082317637,null,"3, 0.32",3,0.32,30329292.799688492,10730709.945408106,0.99999999331275813]
[null,"3, 0.33",3,0.33,49871.595413603027,1232.9760829191655,0.99999998675679225,null,"3, 0.33",3,0.33,173412.10075662201,-597.59432496502995,0.99999999458143884,null,"3, 0.33",3,0.33,9725093.4944652654,549372.96873825788,0.99999998045164773,null,"3, 0.33",3,0.33,29351136.599697031,10718563.885711908,0.99999999327303479]
[null,"3, 0.34",3,0.34,46128.764787955144,1248.9089434156194,0.99999997538830221,null,"3, 0.34",3,0.34,167967.19942790145,-662.94394800253212,0.99999999445272936,null,"3, 0.34",3,0.34,8962656.5482958853,551760.53397017717,0.9999999660724973,null,"3, 0.34",3,0.34,28426858.738111202,10707074.033643007,0.99999999317717503]
[null,"3, 0.35",3,0.35,42690.00105216392,1263.4647922273725,0.99999996040227812,null,"3, 0.35",3,0.35,162809.91156177106,-724.73161821626127,0.99999999427536268,null,"3, 0.35",3,0.35,8262992.2294618152,553854.58756017685,0.99999994762317701,null,"3, 0.35",3,0.35,27551488.887371976,10696227.525655746,0.99999999302976261]
[null,"3, 0.36",3,0.36,39527.93981986359,1276.5756298094057,0.99999994175169493,null,"3, 0.36",3,0.36,157914.24389798523,-783.02599897421896,0.99999999405257611,null,"3, 0.36",3,0.36,7620445.1495893262,555646.29728752375,0.99999992507239488,null,"3, 0.36",3,0.36,26720608.978537895,10686011.498209953,0.99999999283502561]
[null,"3, 0.37",3,0.37,36618.175016728004,1288.1734566134401,0.99999991941536326,null,"3, 0.37",3,0.37,153257.01325848728,-837.89575367048383,0.99999999378751592,null,"3, 0.37",3,0.37,7029971.3136423929,557126.8309315443,0.99999989842608294,null,"3, 0.37",3,0.37,25930278.571742356,10676413.08775878,0.99999999259703676]
[null,"3, 0.38",3,0.38,33938.869628886336,1298.1902730972506,0.99999989340187145,null,"3, 0.38",3,0.38,148817.47679975277,-889.40954568050802,0.99999999348342605,null,"3, 0.38",3,0.38,6487057.6734308768,558287.3562721014,0.99999986773383009,null,"3, 0.38",3,0.38,25176972.010262527,10667419.430762053,0.99999999231989434]
[null,"3, 0.39",3,0.39,31470.426336198227,1306.5580797120929,0.99999986375358629,null,"3, 0.39",3,0.39,144577.0191493879,-937.63603839091957,0.99999999314381027,null,"3, 0.39",3,0.39,5987654.0575021012,559119.04108858109,0.99999983309568174,null,"3, 0.39",3,0.39,24457525.243193328,10659017.663676739,0.99999999200787937]
[null,"3, 0.4",3,0.4,29195.207550537183,1313.2088769127149,0.99999983055059283,null,"3, 0.4",3,0.4,140518.88647223843,-982.64389518834651,0.99999999277257567,null,"3, 0.4",3,0.4,5528115.3115486531,559613.05316001177,0.99999979466915945,null,"3, 0.4",3,0.4,23769090.624720216,10651194.922957897,0.99999999166559295]
[null,"3, 0.41",3,0.41,27097.296424081898,1318.0746651536319,0.99999979391440863,null,"3, 0.41",3,0.41,136627.95945365285,-1024.5017794538289,0.99999999237415227,null,"3, 0.41",3,0.41,5105151.9060736056,559760.56026631594,0.99999975267628816,null,"3, 0.41",3,0.41,23109098.32813248,10643938.345062733,0.99999999129807327]
[null,"3, 0.42",3,0.42,25162.291999279601,1321.0874448879622,0.99999975401127739,null,"3, 0.42",3,0.42,132890.55871370833,-1063.2783545777202,0.99999999195359202,null,"3, 0.42",3,0.42,4715787.6001035282,559552.7301864624,0.99999970741034294,null,"3, 0.42",3,0.42,22475223.27212042,10637235.066447973,0.99999999091088954]
[null,"3, 0.43",3,0.43,23377.13294253602,1322.1792165718507,0.99999971105479901,null,"3, 0.43",3,0.43,129294.27737293998,-1099.0422839317471,0.99999999151664554,null,"3, 0.43",3,0.43,4357323.0122904489,558980.73070025444,0.99999965924193879,null,"3, 0.43",3,0.43,21865356.662007805,10631072.223571777,0.99999999051021893]
[null,"3, 0.44",3,0.44,21729.945314219964,1321.281980659347,0.99999966530761841,null,"3, 0.44",3,0.44,125827.83645001617,-1131.8622309025377,0.99999999106982063,null,"3, 0.44",3,0.44,4027304.1595907509,558035.72958695889,0.99999960862399118,null,"3, 0.44",3,0.44,21277581.41172535,10625436.952889681,0.99999999010290008]
[null,"3, 0.45",3,0.45,20209.910636000859,1318.3277376019396,0.9999996170818537,null,"3, 0.45",3,0.45,122480.95953972361,-1161.8068588785827,0.99999999062041645,null,"3, 0.45",3,0.45,3723495.1907868981,556708.89462631941,0.99999955609497226,null,"3, 0.45",3,0.45,20710150.842854358,10620316.39085865,0.99999998969646864]
[null,"3, 0.46",3,0.46,18807.151166794174,1313.2484878541436,0.9999995667379189,null,"3, 0.46",3,0.46,119244.26383730228,-1188.9448312409222,0.99999999017653818,null,"3, 0.46",3,0.46,3443854.6765063824,554991.39359754324,0.99999950227978729,null,"3, 0.46",3,0.46,20161470.162056006,10615697.673936367,0.99999998929917022]
[null,"3, 0.47",3,0.47,17512.629824331143,1305.9762318730354,0.99999951468138015,null,"3, 0.47",3,0.47,116109.16507456756,-1213.3448113705963,0.99999998974708948,null,"3, 0.47",3,0.47,3186514.92604669,552874.39428010583,0.99999944788750872,null,"3, 0.47",3,0.47,19630080.30308418,10611567.938578606,0.99999998891995123]
[null,"3, 0.48",3,0.48,16318.06261653199,1296.4429701126646,0.9999994613574843,null,"3, 0.48",3,0.48,113067.79433901676,-1235.0754626505077,0.99999998934173995,null,"3, 0.48",3,0.48,2949763.8895971798,550349.06445321441,0.99999939370515489,null,"3, 0.48",3,0.48,19114643.788546558,10607914.321242332,0.99999998856842787]
[null,"3, 0.49",3,0.49,15215.841795568456,1284.5807030249853,0.99999940724303327,null,"3, 0.49",3,0.49,110112.92507835178,-1254.2054484765977,0.99999998897086861,null,"3, 0.49",3,0.49,2732029.2765154182,547406.57189652324,0.99999934058668283,null,"3, 0.49",3,0.49,18613932.322878797,10604723.958384514,0.99999998825482839]
[null,"3, 0.5",3,0.5,14198.968233438469,1270.3214310647454,0.9999993528353327,null,"3, 0.5",3,0.5,107237.90886445789,-1270.8034322131425,0.99999998864547845,null,"3, 0.5",3,0.5,2531864.5794103695,544038.08439016342,0.99999928943643468,null,"3, 0.5",3,0.5,18126815.874161679,10601983.986462831,0.99999998798990797]
[null,"3, 0.51",3,0.51,13260.99175335584,1253.5971546852961,0.99999929863803916,null,"3, 0.51",3,0.51,104436.61871456314,-1284.9380772523582,0.99999998837707993,null,"3, 0.51",3,0.51,2347936.7424511025,540234.76971235871,0.99999924118643713,null,"3, 0.51",3,0.51,17652253.040430445,10599681.541934013,0.99999998778483201]
[null,"3, 0.52",3,0.52,12395.958345979427,1234.3398743416183,0.99999924514386396,null,"3, 0.52",3,0.52,101703.39895226239,-1296.6780469827354,0.99999998817753777,null,"3, 0.52",3,0.52,2179015.2525628791,535987.79564321041,0.99999919676723359,null,"3, 0.52",3,0.52,17189282.527563795,10597803.761252642,0.99999998765102338]
[null,"3, 0.53",3,0.53,11598.363361163647,1212.4815904909046,0.9999991928142522,null,"3, 0.53",3,0.53,99033.020744652968,-1306.0920047853142,0.99999998805887569,null,"3, 0.53",3,0.53,2023962.465582286,531288.32996213436,0.9999991570723511,null,"3, 0.53",3,0.53,16737015.591940125,10596337.780878067,0.99999998759996678]
[null,"3, 0.54",3,0.54,10863.109900625708,1187.9543035828974,0.9999991420563461,null,"3, 0.54",3,0.54,96420.642579787745,-1313.2486140392721,0.99999998803303125,null,"3, 0.54",3,0.54,1881725.0072839193,526127.54044857621,0.99999912291706639,null,"3, 0.54",3,0.54,16294629.322798694,10595270.737266064,0.99999998764296338]
[null,"3, 0.55",3,0.55000000000000004,10185.471749594073,1160.6900140722282,0.99999909319773506,null,"3, 0.55",3,0.55000000000000004,93861.775055679493,-1318.2165381275117,0.99999998811155055,null,"3, 0.55",3,0.55000000000000004,1751326.1124769682,520496.59488219023,0.99999909499282147,null,"3, 0.55",3,0.55000000000000004,15861360.657434098,10594589.766873837,0.99999998779082566]
[null,"3, 0.56",3,0.56000000000000005,9561.0602800666929,1130.6207224141108,0.99999904645966653,null,"3, 0.56",3,0.56000000000000005,91352.249441911568,-1321.0644404422492,0.99999998830521009,null,"3, 0.56",3,0.56000000000000005,1631858.7849128118,514386.6610417366,0.99999907381939634,null,"3, 0.56",3,0.56000000000000005,15436501.037619885,10594282.006157637,0.99999998805349832]
[null,"3, 0.57",3,0.56999999999999995,8985.7948379364389,1097.6784290630603,0.99999900192951308,null,"3, 0.57",3,0.56999999999999995,88888.189550552604,-1321.8609843561426,0.99999998862355055,null,"3, 0.57",3,0.56999999999999995,1522479.6772023879,507788.90670764446,0.99999905969768799,null,"3, 0.57",3,0.56999999999999995,15019391.62851393,10594334.591574192,0.99999998843959204]
[null,"3, 0.58",3,0.57999999999999996,8455.8761935172806,1061.79513447301,0.99999895953332041,null,"3, 0.58",3,0.57999999999999996,86465.986516976816,-1320.6748332567513,0.99999998907430077,null,"3, 0.58",3,0.57999999999999996,1422403.6038455428,500694.49965828657,0.99999905266653777,null,"3, 0.58",3,0.57999999999999996,14609419.032159731,10594734.659581423,0.99999998895580622]
[null,"3, 0.59",3,0.59,7967.7626920172615,1022.9028390973108,0.99999891900914895,null,"3, 0.59",3,0.59,84082.276145346725,-1317.5746505316347,0.9999999896626659,null,"3, 0.59",3,0.59,1330898.6122573551,493094.60767422616,0.99999905246732379,null,"3, 0.59",3,0.59,14206011.436902963,10595469.346635818,0.99999998960621672]
[null,"3, 0.6",3,0.6,7518.1487889637956,980.93354339257348,0.99999887988165448,null,"3, 0.6",3,0.6,81733.918519547296,-1312.6290995646268,0.99999999039044762,null,"3, 0.6",3,0.6,1247281.546691936,484980.39853411913,0.99999905851982374,null,"3, 0.6",3,0.6,13808635.151866242,10596525.789193153,0.99999999039139476]
[null,"3, 0.61",3,0.61,7103.9456968989016,935.81924780888949,0.99999884143786288,null,"3, 0.61",3,0.61,79417.979619602163,-1305.9068437311798,0.99999999125495231,null,"3, 0.61",3,0.61,1170914.0485014762,476343.04001735151,0.9999990699119653,null,"3, 0.61",3,0.61,13416791.482295291,10597891.123711348,0.99999999130731487]
[null,"3, 0.62",3,0.62,6722.2639049748568,887.49195280415006,0.99999880270341845,null,"3, 0.62",3,0.62,77131.7147171463,-1297.4765464188531,0.99999999224763081,null,"3, 0.62",3,0.62,1101198.9434670359,467173.69990386069,0.99999908540443172,null,"3, 0.62",3,0.62,13030013.907290936,10599552.486647606,0.99999999234399428]
[null,"3, 0.63",3,0.63,6370.3973633500382,835.88365883100778,0.99999876241768215,null,"3, 0.63",3,0.63,74872.553352282383,-1287.4068710086867,0.99999999335238365,null,"3, 0.63",3,0.63,1037576.9731931278,457463.54597333074,0.99999910344864751,null,"3, 0.63",3,0.63,12647865.526328586,10601497.014456987,0.99999999348379753]
[null,"3, 0.64",3,0.64,6045.8091502980724,780.9263663419988,0.99999871900498916,null,"3, 0.64",3,0.64,72638.085718856732,-1275.7664808947593,0.99999999454343236,null,"3, 0.64",3,0.64,979523.83293398179,447203.74600423872,0.99999912221356946,null,"3, 0.64",3,0.64,12269936.745166397,10603711.843598127,0.99999999469931]
[null,"3, 0.65",3,0.65,5746.1184623525178,722.55207579571288,0.99999867053815561,null,"3, 0.65",3,0.65,70426.050306478806,-1262.6240394506603,0.99999999578264265,null,"3, 0.65",3,0.65,926547.48285123857,436385.46777608991,0.99999913961322429,null,"3, 0.65",3,0.65,11895843.175362052,10606184.110526323,0.99999999595066225]
[null,"3, 0.66",3,0.66,5469.0887871662253,660.69278764235787,0.9999986146889972,null,"3, 0.66",3,0.66,68234.322665993925,-1248.04821005743,0.99999999701613818,null,"3, 0.66",3,0.66,878185.70370280941,424999.87906989455,0.99999915332343758,null,"3, 0.66",3,0.66,11525223.724742454,10608900.951699734,0.99999999718215005]
[null,"3, 0.67",3,0.67,5212.61713551718,595.28050233644899,0.99999854865919657,null,"3, 0.67",3,0.67,66060.905181032766,-1232.1076561044902,0.99999999816999652,null,"3, 0.67",3,0.67,834003.8714252559,413038.14766342938,0.99999916077311979,null,"3, 0.67",3,0.67,11157738.858876178,10611849.50357461,0.99999999831793651]
[null,"3, 0.68",3,0.68,4974.7242234317064,526.24722033471335,0.99999846908329937,null,"3, 0.68",3,0.68,63903.917742071324,-1214.8710409766063,0.99999999914474957,null,"3, 0.68",3,0.68,793592.92807649611,400491.44133715332,0.99999915909314663,null,"3, 0.68",3,0.68,10793069.015945429,10615016.902607679,0.99999999925656735]
[null,"3, 0.69",3,0.69,4753.5455080361762,453.52494208759163,0.99999837189381569,null,"3, 0.69",3,0.69,61761.589231441969,-1196.4070280538872,0.99999999980831833,null,"3, 0.69",3,0.69,756567.52921834565,387350.9278703481,0.99999914500441911,null,"3, 0.69",3,0.69,10430913.159455175,10618390.285255671,0.99999999986392363]
[null,"3, 0.7",3,0.7,4547.3229917638755,377.04566805122886,0.99999825213613502,null,"3, 0.7",3,0.7,59632.249738200961,-1176.7842807238922,0.99999999998687528,null,"3, 0.7",3,0.7,722564.35009481933,373607.77504111826,0.9999991146259094,null,"3, 0.7",3,0.7,10070987.454995802,10621956.787975788,0.99999999996411482]
[null,"3, 0.71",3,0.71,4354.3977191645936,296.74139868031489,0.99999810371787268,null,"3, 0.71",3,0.71,57514.323430894307,-1156.071462361142,0.99999999945295281,null,"3, 0.71",3,0.71,691240.5349502333,359253.15063071251,0.99999906318276166,null,"3, 0.71",3,0.71,9713024.0588286761,10625703.547224522,0.99999999932763028]
[null,"3, 0.72",3,0.72,4173.2028989798055,212.54413442825899,0.99999791907279956,null,"3, 0.72",3,0.72,55406.322024259985,-1134.3372363578528,0.99999999790985439,null,"3, 0.72",3,0.72,662272.27557091031,344278.22241799533,0.99999898459276648,null,"3, 0.72",3,0.72,9356770.0074228514,10629617.699459076,0.99999999765581404]
[null,"3, 0.73",3,0.73,4002.2575915267485,124.38587575079873,0.99999768871285744,null,"3, 0.73",3,0.73,53306.838782913328,-1111.6502660941333,0.99999999497105863,null,"3, 0.73",3,0.73,635353.50665899809,328674.15818166733,0.9999988709052462,null,"3, 0.73",3,0.73,9001986.1982627902,10633686.381136179,0.99999999456036237]
[null,"3, 0.74",3,0.74,3840.16090791636,32.198623100703117,0.99999740063173925,null,"3, 0.74",3,0.74,51214.543011220136,-1088.0792149538174,0.99999999013277996,null,"3, 0.74",3,0.74,610194.70698676386,312432.12570248544,0.99999871155764564,null,"3, 0.74",3,0.74,8648446.4532932527,10637896.728712201,0.99999998953601843]
[null,"3, 0.75",3,0.75,3685.5866733337339,-64.085623068385758,0.99999703950837082,null,"3, 0.75",3,0.75,49128.17498398004,-1063.6927463160828,0.99999998273707646,null,"3, 0.75",3,0.75,586521.79645866412,295543.29275918007,0.99999849239940175,null,"3, 0.75",3,0.75,8295936.6572885988,10642235.878645062,0.99999998192387529]
[null,"3, 0.76",3,0.76,3537.2785116382629,-164.53486230107956,0.99999658563564908,null,"3, 0.76",3,0.76,47046.54127731912,-1038.5595235740766,0.99999997192174983,null,"3, 0.76",3,0.76,564075.12024730782,277998.82713091373,0.99999819440659132,null,"3, 0.76",3,0.76,7944253.9642456109,10646690.967389941,0.99999997086155834]
[null,"3, 0.77",3,0.77,3394.0453129825005,-269.21709414361976,0.99999601346476641,null,"3, 0.77",3,0.77,44968.510463408704,-1012.748210103251,0.99999995655156504,null,"3, 0.77",3,0.77,542608.51208779518,259789.89659720659,0.99999779196946637,null,"3, 0.77",3,0.77,7593206.065615763,10651249.131404877,0.99999995521485929]
[null,"3, 0.78",3,0.78,3254.7570500752286,-378.20031814422691,0.99999528960148631,null,"3, 0.78",3,0.78,42893.009136360117,-986.32746928930283,0.99999993512269325,null,"3, 0.78",3,0.78,521888.42962620442,240907.66893860698,0.99999725057042843,null,"3, 0.78",3,0.78,7242610.5148273883,10655897.507146358,0.99999993348278615]
[null,"3, 0.79",3,0.79,3118.3409121969266,-491.55253384623211,0.99999437000644298,null,"3, 0.79",3,0.79,40819.018239949946,-959.36596451606601,0.99999990562820007,null,"3, 0.79",3,0.79,501693.15543797216,221343.31193374842,0.99999652356910651,null,"3, 0.79",3,0.79,6892294.103109912,10660623.231071591,0.9999999036639502]
[null,{"$f":"C269&\", \"&D269","v":"3, 0.8"},3,0.8,2983.7777291640577,-609.34174079779768,0.99999319601747616,null,{"$f":"J269&\", \"&K269","v":"3, 0.8"},3,0.8,38745.569670765944,-931.93235917016864,0.99999986536594387,null,{"$f":"Q269&\", \"&R269","v":"3, 0.8"},3,0.8,481812.05796974892,201087.9933610782,0.99999554765128462,null,{"$f":"X269&\", \"&Y269","v":"3, 0.8"},3,0.8,6542092.282131304,10665413.43963623,0.99999986306581334]
[null,"3, 0.81",3,0.81,2850.0986601849168,-731.63593854004284,0.9999916885941954,null,"3, 0.81",3,0.81,36671.743132971751,-904.09531662985682,0.99999981065980359,null,"3, 0.81",3,0.81,462044.90722636349,180132.88100133091,0.99999423623920414,null,"3, 0.81",3,0.81,6191848.6294030538,10670255.269298911,0.99999980802795896]
[null,"3, 0.82",3,0.82,2716.3821249940515,-858.50312662101351,0.99998973982245576,null,"3, 0.82",3,0.82,34596.66322321086,-875.92350027803332,0.99999973644786844,null,"3, 0.82",3,0.82,442201.24052947678,158469.14263387769,0.99999246972922895,null,"3, 0.82",3,0.82,5841414.3528019963,10675135.85651505,0.99999973351343063]
[null,"3, 0.83",3,0.83,2581.7509568330415,-990.01130458770785,0.9999872000965121,null,"3, 0.83",3,0.83,32519.496726240301,-847.48557350412011,0.9999996356618851,null,"3, 0.83",3,0.83,422099.77412502613,136087.94603825361,0.99999008068303541,null,"3, 0.83",3,0.83,5490647.8309096517,10680042.337741852,0.99999963249311263]
[null,"3, 0.84",3,0.84,2445.3697587889037,-1126.2284719885211,0.99998385830404779,null,"3, 0.84",3,0.84,30439.450103733456,-818.85019969101995,0.99999949827101586,null,"3, 0.84",3,0.84,401567.85681865877,112980.45899324864,0.99998683078884631,null,"3, 0.84",3,0.84,5139414.1861846307,10684961.849435568,0.99999949499738205]
[null,"3, 0.85",3,0.85,2306.4424467446074,-1267.222628362244,0.99997941034738302,null,"3, 0.85",3,0.85,28355.767160343737,-790.08604221511632,0.99999930977057561,null,"3, 0.85",3,0.85,380440.96217811969,89137.849278450012,0.99998237400828494,null,"3, 0.85",3,0.85,4787584.8882639538,10689881.528054595,0.99999930661778291]
[null,"3, 0.86",3,0.86,2164.2099637514302,-1413.0617732625105,0.99997340756099251,null,"3, 0.86",3,0.86,26267.726872601248,-761.26176446303725,0.99999904872375378,null,"3, 0.86",3,0.86,358562.21616332949,64551.284674175084,0.99997619574702423,null,"3, 0.86",3,0.86,4435037.3849410769,10694788.510054708,0.99999904607054202]
[null,"3, 0.87",3,0.87,2017.9481520305762,-1563.8139062276459,0.99996516911904143,null,"3, 0.87",3,0.87,24174.641367540404,-732.44602982420474,0.99999868262809011,null,"3, 0.87",3,0.87,335781.9573337753,39211.932958841324,0.99996750876382035,null,"3, 0.87",3,0.87,4081654.7585936529,10699669.931892395,0.999998681100982]
[null,"3, 0.88",3,0.88,1866.9657700659873,-1719.5470268053468,0.9999536269878152,null,"3, 0.88",3,0.88,22075.854039148522,-703.70750167360529,0.99999816069212899,null,"3, 0.88",3,0.88,311957.32704167976,13110.961911529303,0.99995506739023232,null,"3, 0.88",3,0.88,3727325.4060367076,10704512.930025101,0.99999816132879693]
[null,"3, 0.89",3,0.89,1710.6026433761213,-1880.3291345478501,0.9999370376751745,null,"3, 0.89",3,0.89,19970.737791795615,-675.11484340019524,0.99999740062761433,null,"3, 0.89",3,0.89,286951.88725264289,-13760.460686728358,0.99993681898438691,null,"3, 0.89",3,0.89,3371942.7399587613,10709304.640909374,0.99999740517017111]
[null,"3, 0.9",3,0.9,1548.2279385674103,-2046.2282289978466,0.99991241381369056,null,"3, 0.9",3,0.9,17858.693400768545,-646.73671838641167,0.99999626315751899,null,"3, 0.9",3,0.9,260635.26384492326,-41411.167057350278,0.99990920948185724,null,"3, 0.9",3,0.9,3015404.9102621637,10714032.201002121,0.99999627460575535]
[null,"3, 0.91",3,0.91,1379.2385511865918,-2217.3123096949712,0.99987431934013771,null,"3, 0.91",3,0.91,15739.147980901997,-618.64179001422599,0.99999449947405805,null,"3, 0.91",3,0.91,232882.8134274082,-69849.98942116648,0.99986569356586719,null,"3, 0.91",3,0.91,2657614.5437766514,10718682.74676019,0.99999452319516324]
[null,"3, 0.92",3,0.92,1203.0575987132856,-2393.6493761940219,0.99981207318265586,null,"3, 0.92",3,0.92,13611.553555081286,-590.89872166654095,0.99999163373083211,null,"3, 0.92",3,0.92,203575.31188681014,-99085.759997460991,0.99979322592333764,null,"3, 0.92",3,0.92,2298478.5009480338,10723243.414640844,0.99999167986590121]
[null,"3, 0.93",3,0.93,1019.1330107785204,-2575.3074280359433,0.99970244715713774,null,"3, 0.93",3,0.93,11475.385715100037,-563.57617672951892,0.99998667129844032,null,"3, 0.93",3,0.93,172598.66302878695,-129127.31100843847,0.99966292724102201,null,"3, 0.93",3,0.93,1937907.6482244923,10727701.341100037,0.99998676054087077]
[null,"3, 0.94",3,0.94,826.93620936935542,-2762.3544647664821,0.99948728007208709,null,"3, 0.94",3,0.94,9330.1423679945583,-536.74281858559698,0.99997726631293593,null,"3, 0.94",3,0.94,139843.62581610397,-159983.47467396408,0.99940074445431015,null,"3, 0.94",3,0.94,1575816.6449712717,10732043.662595034,0.9999774458466627]
[null,"3, 0.95",3,0.95,625.96087238922598,-2954.8584859305411,0.99898675923825642,null,"3, 0.95",3,0.95,7175.3425615575416,-510.46731062047184,0.99995683140406055,null,"3, 0.95",3,0.95,105205.55883421798,-191663.08321561478,0.99876950646443585,null,"3, 0.95",3,0.95,1212123.7438435077,10736257.515582502,0.99995722862497793]
[null,"4, 0.05",4,0.05,1176153.7660384618,-3053.4027675595134,0.99999996527792001,null,"4, 0.05",4,0.05,1105803.4901483455,168.73563858680427,0.99999998416031188,null,"4, 0.05",4,0.05,237667461.20893496,-411412.82566666603,0.99999995565184063,null,"4, 0.05",4,0.05,218088094.17535692,7155595.1931099892,0.99999998418954494]
[null,"4, 0.06",4,0.06,960578.20845483826,-2940.163992241025,0.99999997352233072,null,"4, 0.06",4,0.06,905503.0766043195,145.57337913103402,0.99999998871631257,null,"4, 0.06",4,0.06,193667985.93886843,-384978.86891078949,0.99999996609838782,null,"4, 0.06",4,0.06,178576032.73319528,7151035.6279244423,0.99999998873379958]
[null,"4, 0.07",4,7.0000000000000007E-2,807085.7691132233,-2829.3314076606184,0.99999998053234851,null,"4, 0.07",4,7.0000000000000007E-2,762853.07426902326,123.06153508834541,0.99999999238689008,null,"4, 0.07",4,7.0000000000000007E-2,162340300.67127034,-359097.58396697044,0.99999997501971216,null,"4, 0.07",4,7.0000000000000007E-2,150436608.57364541,7146605.1062061787,0.99999999239580428]
[null,"4, 0.08",4,0.08,692386.21225282142,-2720.8851822819561,0.9999999863583382,null,"4, 0.08",4,0.08,656225.51250259555,101.2202494032681,0.99999999524250893,null,"4, 0.08",4,0.08,138930844.51129037,-333764.72238755226,0.99999998246674726,null,"4, 0.08",4,0.08,129403290.32519221,7142307.5592126846,0.99999999524559646]
[null,"4, 0.09",4,0.09,603540.51800652361,-2614.8054845724255,0.99999999105633719,null,"4, 0.09",4,0.09,573604.85206066759,80.069665025919676,0.99999999735583467,null,"4, 0.09",4,0.09,120798750.29512253,-308976.03572320938,0.99999998849744176,null,"4, 0.09",4,0.09,113105782.78143834,7138146.9181990623,0.99999999735543654]
[null,"4, 0.1",4,0.1,532785.27445406409,-2511.0724829882383,0.99999999468775191,null,"4, 0.1",4,0.1,507781.76939661847,59.629924906417727,0.99999999880110457,null,"4, 0.1",4,0.1,106359497.72448333,-284727.27552676201,0.99999999317661936,null,"4, 0.1",4,0.1,100121908.81854558,7134127.1144182682,0.99999999879918178]
[null,"4, 0.11",4,0.11,475180.12855527439,-2409.6663459930569,0.99999999731898692,null,"4, 0.11",4,0.11,454168.51316259959,39.921171977184713,0.99999999965346709,null,"4, 0.11",4,0.11,94604755.700465202,-261014.19335103035,0.99999999657576288,null,"4, 0.11",4,0.11,89546646.630434886,7130252.0791277885,0.99999999965162678]
[null,"4, 0.12",4,0.12,427431.51161670912,-2310.5672420654446,0.99999999902100234,null,"4, 0.12",4,0.12,409706.58246004384,20.963549200445414,0.99999999998829747,null,"4, 0.12",4,0.12,84862303.490462944,-237832.54074716568,0.99999999877271706,null,"4, 0.12",4,0.12,80776648.346387014,7126525.7435815334,0.99999999998782196]
[null,"4, 0.13",4,0.13,387259.26069675112,-2213.7553396560252,0.99999999986880506,null,"4, 0.13",4,0.13,372278.55358994397,2.7771995142102242,0.99999999988050003,null,"4, 0.13",4,0.13,76666757.510365278,-215178.06926608086,0.99999999985130905,null,"4, 0.13",4,0.13,73394211.594365507,7122952.0390341282,0.99999999988237664]
[null,"4, 0.14",4,0.14000000000000001,353034.68797996052,-2119.2108072340488,0.99999999994087496,null,"4, 0.14",4,0.14000000000000001,340371.98105300893,-14.617734134197235,0.99999999940380524,null,"4, 0.14",4,0.14000000000000001,69685700.914378539,-193046.53046154976,0.99999999990088417,null,"4, 0.14",4,0.14000000000000001,67100977.537201449,7119534.8967428207,0.99999999940875672]
[null,"4, 0.15",4,0.15,323563.42240168113,-2026.9138132650405,0.9999999993185329,null,"4, 0.15",4,0.15,312877.73814975889,-31.201108801178634,0.99999999863007227,null,"4, 0.15",4,0.15,63675361.348920666,-171433.67588567734,0.9999999990157542,null,"4, 0.15",4,0.15,61678149.694304384,7116278.2479608059,0.99999999863858724]
[null,"4, 0.16",4,0.16,297949.68566342082,-1936.8445262135938,0.99999999808525397,null,"4, 0.16",4,0.16,288963.97985558328,-46.952781533822417,0.99999999762860714,null,"4, 0.16",4,0.16,58452909.548805013,-150335.25708889961,0.99999999729456324,null,"4, 0.16",4,0.16,56961630.705231354,7113186.0239450932,0.99999999764097047]
[null,"4, 0.17",4,0.17,275508.4708310382,-1848.9831145368516,0.99999999632593572,null,"4, 0.17",4,0.17,267994.58938695682,-61.852609386667609,0.99999999646550564,null,"4, 0.17",4,0.17,53878534.899477221,-129747.02562427521,0.99999999483956958,null,"4, 0.17",4,0.17,52825934.353173114,7110262.155949831,0.99999999648182836]
[null,"4, 0.18",4,0.18,255706.99473353513,-1763.3097467077896,0.99999999412612794,null,"4, 0.18",4,0.18,249474.80924558255,-75.880449424497783,0.99999999520303251,null,"4, 0.18",4,0.18,49843495.811839387,-109664.73304367065,0.99999999175584986,null,"4, 0.18",4,0.18,49173460.247278079,7107510.5752286911,0.99999999522327931]
[null,"4, 0.19",4,0.19,238124.63907801773,-1679.8045911910012,0.99999999157123454,null,"4, 0.19",4,0.19,233014.04140648805,-89.016158684156835,0.99999999389904581,null,"4, 0.19",4,0.19,46261943.662919499,-90084.13089966774,0.99999998815042968,null,"4, 0.19",4,0.19,45927155.447400123,7104935.2130393982,0.99999999392306216]
[null,"4, 0.2",4,0.2,222424.90923017103,-1598.4478164426982,0.99999998874569884,null,"4, 0.2",4,0.2,218299.80744969629,-101.23959422949702,0.9999999926064751,null,"4, 0.2",4,0.2,43065199.554339901,-71000.970742225647,0.99999998413134883,null,"4, 0.2",4,0.2,43025377.601422429,7102540.000636816,0.99999999263401129]
[null,"4, 0.21",4,0.21,208335.40477174037,-1519.2195909349248,0.99999998573218163,null,"4, 0.21",4,0.21,205079.14865427333,-112.53061311691999,0.99999999137286155,null,"4, 0.21",4,0.21,40197666.282652117,-52411.004125595093,0.99999997980666966,null,"4, 0.21",4,0.21,40418225.757631429,7100328.8692741394,0.99999999140359519]
[null,"4, 0.22",4,0.22,195633.25263324421,-1442.1000831304118,0.99999998261074619,null,"4, 0.22",4,0.22,193145.09879400011,-122.86907238978893,0.99999999023996866,null,"4, 0.22",4,0.22,37613855.22685273,-34309.982600688934,0.99999997528343954,null,"4, 0.22",4,0.22,38064871.86462497,7098305.7502090931,0.99999999027352449]
[null,"4, 0.23",4,0.23,184134.34027902412,-1367.0694614909589,0.99999997945806063,null,"4, 0.23",4,0.23,182326.68576895687,-132.23482910729945,0.99999998924346689,null,"4, 0.23",4,0.23,35276188.830460742,-16693.657719135284,0.99999997066662027,null,"4, 0.23",4,0.23,35931588.401679687,7096474.5746948719,0.99999998927943379]
[null,"4, 0.24",4,0.24,173685.24059603148,-1294.1078944802284,0.99999997634663296,null,"4, 0.24",4,0.24,172481.43282921062,-140.60774032585323,0.99999998841269999,null,"4, 0.24",4,0.24,33153352.463075317,442.21896600723267,0.99999996605799568,null,"4, 0.24",4,0.24,33990269.101526052,7094839.2739875317,0.99999998845064542]
[null,"4, 0.25",4,0.25,164157.07480930531,-1223.1955505684018,0.99999997334408675,null,"4, 0.25",4,0.25,163489.65950481719,-147.96766309812665,0.99999998777053301,null,"4, 0.25",4,0.25,31219041.835159689,17101.895902633667,0.99999996155507742,null,"4, 0.25",4,0.25,32217304.699657608,7093403.7793421745,0.99999998781001576]
[null,"4, 0.26",4,0.26,155440.79164772478,-1154.3125982116908,0.99999997051249478,null,"4, 0.26",4,0.26,155250.09770582404,-154.29445446934551,0.99999998733328799,null,"4, 0.26",4,0.26,29450999.47095203,33289.62154006958,0.999999957250019,null,"4, 0.26",4,0.26,30592718.126107421,7092172.0220139027,0.99999998737386653]
[null,"4, 0.27",4,0.27,147443.49558403899,-1087.4392058849335,0.99999996790777601,null,"4, 0.27",4,0.27,147676.48202227184,-159.56797150615603,0.99999998711076288,null,"4, 0.27",4,0.27,27830265.298507083,49009.644325017929,0.9999999532285615,null,"4, 0.27",4,0.27,29099491.876829565,7091147.9332575798,0.99999998715200333]
[null,"4, 0.28",4,0.28000000000000003,140085.56188060401,-1022.5555420434102,0.99999996557917192,null,"4, 0.28",4,0.28000000000000003,140694.87067419497,-163.76807125192136,0.99999998710633664,null,"4, 0.28",4,0.28000000000000003,26340587.82758601,64266.212706565857,0.99999994956902249,null,"4, 0.28",4,0.28000000000000003,27723039.519784659,7090335.4443290234,0.9999999871478179]
[null,"4, 0.29",4,0.28999999999999998,133298.34852220988,-959.64177515543997,0.99999996356880649,null,"4, 0.29",4,0.28999999999999998,134241.52074783045,-166.87461076583713,0.99999998731715645,null,"4, 0.29",4,0.28999999999999998,24967957.152810574,79063.575131654739,0.99999994634135125,null,"4, 0.29",4,0.28999999999999998,26450786.544593956,7089738.4864830971,0.99999998735847273]
[null,"4, 0.3",4,0.3,127022.36576234111,-898.6780736874789,0.99999996191133944,null,"4, 0.3",4,0.3,128261.18838458334,-168.86744709964842,0.99999998773440213,null,"4, 0.3",4,0.3,23700231.35618623,93405.980049133301,0.99999994360626321,null,"4, 0.3",4,0.3,25271835.042262513,7089360.9909749031,0.99999998777516519]
[null,"4, 0.31",4,0.31,121205.79995080669,-839.64460609573871,0.99999996063371988,null,"4, 0.31",4,0.31,122705.75796567756,-169.72643730696291,0.99999998834362502,null,"4, 0.31",4,0.31,22526835.218814548,107297.67590665817,0.99999994141447412,null,"4, 0.31",4,0.31,24176693.285601191,7089206.8890600204,0.99999998838346371]
[null,"4, 0.32",4,0.32,115803.31414368979,-782.52154085133225,0.99999995975504141,null,"4, 0.32",4,0.32,117533.12832468402,-169.43143844045699,0.99999998912515231,null,"4, 0.32",4,0.32,21438515.424159385,120742.91115188599,0.99999993980604851,null,"4, 0.32",4,0.32,23157056.013319511,7089280.1119930744,0.99999998916371236]
[null,"4, 0.33",4,0.33,110775.0667842148,-727.28904642071575,0.99999995928650431,null,"4, 0.33",4,0.33,112706.30146686197,-167.96230755746365,0.99999999005455231,null,"4, 0.33",4,0.33,20427140.269810196,133745.93423366547,0.99999993880987514,null,"4, 0.33",4,0.33,22205624.662465222,7089584.591029644,0.99999999009149532]
[null,"4, 0.34",4,0.34,106085.9035575797,-673.9272912601009,0.9999999592314831,null,"4, 0.34",4,0.34,108192.63210273435,-165.2989017078653,0.99999999110315108,null,"4, 0.34",4,0.34,19485534.724228267,146310.99359965324,0.99999993844328616,null,"4, 0.34",4,0.34,21315959.324551042,7090124.257424593,0.9999999911381523]
[null,"4, 0.35",4,0.35,101704.68778496,-622.41644384153187,0.99999995958569887,null,"4, 0.35",4,0.35,103963.20583305006,-161.42107794806361,0.99999999223859304,null,"4, 0.35",4,0.35,18607343.759479314,158442.3376967907,0.99999993871182724,null,"4, 0.35",4,0.35,20482356.080631103,7090903.0424332619,0.99999999227134018]
[null,"4, 0.36",4,0.36,97603.742418511552,-572.73667262773961,0.99999996033749239,null,"4, 0.36",4,0.36,99992.320969585722,-156.30869332980365,0.99999999342543544,null,"4, 0.36",4,0.36,17786918.461843956,170144.21497440338,0.99999993960918898,null,"4, 0.36",4,0.36,19699744.780531287,7091924.8773105145,0.99999999345562696]
[null,"4, 0.37",4,0.37,93758.38252367072,-524.86814608052373,0.99999996146819492,null,"4, 0.37",4,0.37,96257.054385007112,-149.9416049066931,0.99999999462576994,null,"4, 0.37",4,0.37,17019220.610977888,181420.87387979031,0.99999994111730395,null,"4, 0.37",4,0.37,18963603.398420628,7093193.6933121681,0.99999999465311384]
[null,"4, 0.38",4,0.38,90146.521580038432,-478.7910326635465,0.9999999629525872,null,"4, 0.38",4,0.38,92736.895912752065,-142.29966973420233,0.99999999579985921,null,"4, 0.38",4,0.38,16299742.325520415,192276.5628619194,0.99999994320661323,null,"4, 0.38",4,0.38,18269885.911187205,7094713.421693325,0.99999999582407373]
[null,"4, 0.39",4,0.39,86748.338351359125,-434.48550084419549,0.99999996475944042,null,"4, 0.39",4,0.39,89413.438993085176,-133.36274486035109,0.99999999690678498,null,"4, 0.39",4,0.39,15624438.070917075,202715.53036761284,0.9999999458365012,null,"4, 0.39",4,0.39,17614961.272448536,7096487.993708849,0.99999999692759733]
[null,"4, 0.4",4,0.4,83545.993725002918,-391.93171908706427,0.99999996685212922,null,"4, 0.4",4,0.4,86270.117722244759,-123.11068734619766,0.99999999790509253,null,"4, 0.4",4,0.4,14989666.866068842,212742.02484595776,0.99999994895589717,null,"4, 0.4",4,0.4,16995561.540460378,7098521.3406140804,0.99999999792224148]
[null,"4, 0.41",4,0.41,80523.388989571919,-351.10985585488379,0.999999969189308,null,"4, 0.41",4,0.41,83291.982382201866,-111.5233542425558,0.99999999875343082,null,"4, 0.41",4,0.41,14392142.947544906,222360.29474377632,0.99999995250403551,null,"4, 0.41",4,0.41,16408737.597063322,7100817.3936634064,0.99999999876666823]
[null,"4, 0.42",4,0.42,77665.958644277634,-312.00007961411029,0.99999997172563626,null,"4, 0.42",4,0.42,80465.507037596893,-98.580602603033185,0.9999999994111759,null,"4, 0.42",4,0.42,13828893.481764993,231574.58850908279,0.99999995641136719,null,"4, 0.42",4,0.42,15851821.192494027,7103380.084113121,0.99999999942026963]
[null,"4, 0.43",4,0.43,74960.492118637441,-274.58255882468075,0.99999997441254584,null,"4, 0.43",4,0.43,77778.423979615458,-84.262289481237531,0.99999999983903509,null,"4, 0.43",4,0.43,13297222.177807441,240389.15459156036,0.9999999606006108,null,"4, 0.43",4,0.43,15322392.286269521,7106213.3432180882,0.99999999984377319]
[null,"4, 0.44",4,0.44,72394.979803121794,-238.83746195398271,0.99999997719903455,null,"4, 0.44",4,0.44,75219.580745698971,-68.548271928913891,0.99999999999962463,null,"4, 0.44",4,0.44,12794677.862107147,248808.24143767357,0.99999996498792842,null,"4, 0.44",4,0.44,14818250.841587083,7109321.1022336483,0.9999999999998197]
[null,"4, 0.45",4,0.45,69958.479609048125,-204.74495746847242,0.99999998003247803,null,"4, 0.45",4,0.45,72778.81620329406,-51.418407004326582,0.99999999985801669,null,"4, 0.45",4,0.45,12319027.24319366,256836.09749555588,0.9999999694842111,null,"4, 0.45",4,0.45,14337392.380470902,7112707.2924144268,0.9999999998535114]
[null,"4, 0.46",4,0.46,67641.000933706237,-172.28521382715553,0.99999998285944647,null,"4, 0.46",4,0.46,70446.852796591062,-32.852551754564047,0.99999999938225348,null,"4, 0.46",4,0.46,11868231.228854818,264476.97121357918,0.99999997399645768,null,"4, 0.46",4,0.46,13877986.727377843,7116375.8450160027,0.99999999937292627]
[null,"4, 0.47",4,0.47,65433.403438446519,-141.43839949928224,0.99999998562651815,null,"4, 0.47",4,0.47,68215.202548998321,-12.830563239753246,0.99999999854382415,null,"4, 0.47",4,0.47,11440424.266641239,271735.11103951931,0.99999997842922439,null,"4, 0.47",4,0.47,13438359.46638548,7120330.6912933588,0.99999999852959587]
[null,"4, 0.48",4,0.48,63327.308479506653,-112.1846829475835,0.99999998828107584,null,"4, 0.48",4,0.48,66076.084815306662,8.6677014911547303,0.99999999731810596,null,"4, 0.48",4,0.48,11033896.266807588,278614.76542162895,0.99999998268613177,null,"4, 0.48",4,0.48,13016975.716231553,7124575.7625021935,0.99999999729894562]
[null,"4, 0.49",4,0.49,61315.021384043808,-84.504232638515532,0.99999999077208335,null,"4, 0.49",4,0.49,64022.354105017876,31.662385378964245,0.99999999568476572,null,"4, 0.49",4,0.49,10647076.738771465,285120.18280780315,0.99999998667140244,null,"4, 0.49",4,0.49,12612425.89208341,7129114.9898964167,0.99999999566069697]
[null,"4, 0.5",4,0.5,59389.463053042513,-58.377217031084001,0.99999999305082887,null,"4, 0.5",4,0.5,62047.436566873694,56.1736313784495,0.99999999362812408,null,"4, 0.5",4,0.5,10278520.831197059,291255.6116464138,0.99999999029141617,null,"4, 0.5",4,0.5,12223413.175894987,7133952.3047330379,0.99999999359923197]
[null,"4, 0.51",4,0.51,57544.109610939508,-33.783804590813816,0.9999999950716314,null,"4, 0.51",4,0.51,60145.273945792891,82.221582429483533,0.99999999113748572,null,"4, 0.51",4,0.51,9926897.014421938,297025.3003847599,0.99999999345625878,null,"4, 0.51",4,0.51,11848742.460839542,7139091.638265729,0.99999999110392179]
[null,"4, 0.52",4,0.52,55772.939018753386,-10.704163786955178,0.99999999679250617,null,"4, 0.52",4,0.52,58310.274006315922,109.82638147938997,0.99999998820743297,null,"4, 0.52",4,0.52,9590976.1841423307,302433.49747049809,0.99999999608125079,null,"4, 0.52",4,0.52,11487310.571384678,7144536.9217501879,0.99999998816942071]
[null,{"$f":"C333&\", \"&D333","v":"4, 0.53"},4,0.53,54070.383731010705,10.881536919623613,0.99999999817578111,null,{"$f":"J333&\", \"&K333","v":"4, 0.53"},4,0.53,56537.266568489642,139.00817147549242,0.99999998483809049,null,{"$f":"Q333&\", \"&R333","v":"4, 0.53"},4,0.53,9269621.9986434318,307484.4513528347,0.99999999808843554,null,{"$f":"X333&\", \"&Y333","v":"4, 0.53"},4,0.53,11138097.590528756,7150292.0864417553,0.99999998479592989]
[null,"4, 0.54",4,0.54,52431.288613013865,30.993129061535001,0.99999999918866544,null,"4, 0.54",4,0.54,54821.464428653642,169.78709536232054,0.99999998103536181,null,"4, 0.54",4,0.54,8961782.2896707729,312182.41047918797,0.99999999940801454,null,"4, 0.54",4,0.54,10800159.150677655,7156361.0635956526,0.99999998098943266]
[null,"4, 0.55",4,0.55000000000000004,50850.873448952269,49.650444179773331,0.99999999980376797,null,"4, 0.55",4,0.55000000000000004,53158.428543413764,202.18329609092325,0.99999997681114394,null,"4, 0.55",4,0.55000000000000004,8666481.4102975018,316531.62329745293,0.99999999997971767,null,"4, 0.55",4,0.55000000000000004,10472619.565516843,7162747.7844668627,0.99999997676190788]
[null,"4, 0.56",4,0.56000000000000005,49324.699467001963,66.873313805088401,0.99999999999956379,null,"4, 0.56",4,0.56000000000000005,51544.036943904059,236.21691660396755,0.99999997218352299,null,"4, 0.56",4,0.56000000000000005,8382813.4026629608,320536.33825612068,0.99999999975409537,null,"4, 0.56",4,0.56000000000000005,10154665.697754238,7169456.1803104877,0.99999997213152492]
[null,"4, 0.57",4,0.56999999999999995,47848.639388098432,82.681569476611912,0.99999999976081033,null,"4, 0.57",4,0.56999999999999995,49974.45692223162,271.90809984412044,0.99999996717695694,null,"4, 0.57",4,0.56999999999999995,8109935.8848967366,324200.80380213261,0.99999999869372624,null,"4, 0.57",4,0.56999999999999995,9845541.4723638855,7176490.1823813915,0.99999996712282468]
[null,"4, 0.58",4,0.57999999999999996,46418.850573112693,97.095042726956308,0.99999999907891757,null,"4, 0.58",4,0.57999999999999996,48446.120095185681,309.2769887689501,0.99999996182245243,null,"4, 0.58",4,0.57999999999999996,7847064.5704297796,327529.26838469505,0.99999999677433316,null,"4, 0.58",4,0.57999999999999996,9544542.9574250523,7183853.7219356298,0.99999996176689432]
[null,"4, 0.59",4,0.59,45031.750900822823,110.13356509525329,0.99999999795227013,null,"4, 0.59",4,0.59,46955.70000384115,348.34372631087899,0.99999995615773951,null,"4, 0.59",4,0.59,7593468.3446638631,330525.98045134544,0.99999999398580508,null,"4, 0.59",4,0.59,9251013.9452150315,7191550.7302274704,0.99999995610154158]
[null,"4, 0.6",4,0.6,43683.997058088331,121.81696811132133,0.99999999638650949,null,"4, 0.6",4,0.6,45500.091953201074,389.12845542747527,0.99999995022745092,null,"4, 0.6",4,0.6,7348464.8339739656,333195.18844950199,0.99999999033312159,null,"4, 0.6",4,0.6,8964341.9751926214,7199585.1385127306,0.99999995017147147]
[null,"4, 0.61",4,0.61,42372.464965417268,132.16508331894875,0.99999999439477727,null,"4, 0.61",4,0.61,44076.394834825805,431.65131906047463,0.99999994408331483,null,"4, 0.61",4,0.61,7111416.4105465254,335541.14082789421,0.99999998583718108,null,"4, 0.61",4,0.61,8683954.7481635939,7207960.878046751,0.99999994402847714]
[null,"4, 0.62",4,0.62,41094.232096833381,141.19774224609137,0.99999999199792544,null,"4, 0.62",4,0.62,42681.894708562133,475.93246015533805,0.99999993778436114,null,"4, 0.62",4,0.62,6881726.5838462897,337568.08603429794,0.99999998053553363,null,"4, 0.62",4,0.62,8409316.8874623738,7216681.8800845146,0.99999993773164475]
[null,"4, 0.63",4,0.63,39846.561483565172,148.93477643281221,0.99999998922469768,null,"4, 0.63",4,0.63,41314.049947917258,521.99202166311443,0.99999993139715393,null,"4, 0.63",4,0.63,6658836.7357529383,339280.27251720428,0.99999997448302114,null,"4, 0.63",4,0.63,8139927.008592641,7225752.0758804083,0.99999993134758414]
[null,"4, 0.64",4,0.64,38626.887217389391,155.39601741312072,0.99999998611188434,null,"4, 0.64",4,0.64,39970.477778054337,569.85014652274549,0.99999992499604895,null,"4, 0.64",4,0.64,6442223.1617786819,340681.9487234354,0.99999996775232669,null,"4, 0.64",4,0.64,7875315.0635890821,7235175.3966904879,0.99999992495068357]
[null,"4, 0.65",4,0.65,37432.801292127297,160.60129672288895,0.99999998270445645,null,"4, 0.65",4,0.65,38648.94205643404,619.5269776834175,0.99999991866348226,null,"4, 0.65",4,0.65,6231394.3854041956,341777.36310184002,0.99999996043443562,null,"4, 0.65",4,0.65,7615039.930515022,7244955.7737693787,0.99999991862339688]
[null,"4, 0.66",4,0.66,36262.041641368596,164.57044589659199,0.99999997905567983,null,"4, 0.66",4,0.66,37347.342164307323,671.04265809804201,0.9999999124902903,null,"4, 0.66",4,0.66,6025888.7165658837,342570.7641004324,0.99999995263900465,null,"4, 0.66",4,0.66,7358687.2220966071,7255097.1383733749,0.99999991245656106]
[null,"4, 0.67",4,0.67,35112.481247443786,167.32329647289589,0.99999997522720963,null,"4, 0.67",4,0.67,36063.702892999812,724.41733070416376,0.99999990657605664,null,"4, 0.67",4,0.67,5825272.0287860166,343066.40016710758,0.99999994449463869,null,"4, 0.67",4,0.67,7105867.2905987389,7265603.4217562675,0.99999990654974125]
[null,"4, 0.68",4,0.68,33982.118211369947,168.87967998627573,0.99999997128915896,null,"4, 0.68",4,0.68,34796.165222582546,779.67113845329732,0.99999990102947967,null,"4, 0.68",4,0.68,5629135.7324385196,343268.51974976063,0.9999999361490588,null,"4, 0.68",4,0.68,6856213.408741313,7276478.5551741123,0.99999990101159553]
[null,"4, 0.69",4,0.69,32869.066686279075,169.25942796794698,0.99999996732014118,null,"4, 0.69",4,0.69,33542.977902397957,836.82422428764403,0.99999989596873851,null,"4, 0.69",4,0.69,5437094.9242524439,343181.37129616737,0.99999992776914248,null,"4, 0.69",4,0.69,6609380.1087966962,7287726.4698818922,0.99999989596023831]
[null,"4, 0.7",4,0.7,31771.548587981259,168.48237195936963,0.99999996340726049,null,"4, 0.7",4,0.7,32302.489753254496,895.89673115545884,0.99999989152182667,null,"4, 0.7",4,0.7,5248786.695429462,342809.20325434208,0.99999991954079792,null,"4, 0.7",4,0.7,6365041.6640502671,7299351.0971343517,0.99999989152357227]
[null,"4, 0.71",4,0.71,30687.88600604382,166.56834349501878,0.99999995964603594,null,"4, 0.71",4,0.71,31073.142620140417,956.90880200546235,0.99999988782679894,null,"4, 0.71",4,0.71,5063868.5827373508,342156.26407265663,0.9999999116686108,null,"4, 0.71",4,0.71,6122890.6985882195,7311356.3681870699,0.9999998878395312]
[null,"4, 0.72",4,0.72,29616.49424728037,163.53717410936952,0.99999995614021098,null,"4, 0.72",4,0.72,29853.464912211402,1019.8805797826499,0.99999988503183967,null,"4, 0.72",4,0.72,4882017.1486790087,341226.80219972134,0.99999990437517605,null,"4, 0.72",4,0.72,5882636.9129364081,7323746.2142952681,0.99999988505614479]
[null,"4, 0.73",4,0.73,28555.875451007832,159.40869533829391,0.99999995300139222,null,"4, 0.73",4,0.73,28642.065673737834,1084.8322074315511,0.999999883295007,null,"4, 0.73",4,0.73,4702926.6783599267,340025.06608200073,0.99999989789996424,null,"4, 0.73",4,0.73,5644005.9144411897,7336524.5667139292,0.99999988333128098]
[null,"4, 0.74",4,0.74,27504.612721985512,154.20273871719837,0.99999995034841838,null,"4, 0.74",4,0.74,27437.629135786246,1151.7838278999552,0.99999988278342689,null,"4, 0.74",4,0.74,4526307.9820150184,338555.30416822433,0.99999989249752053,null,"4, 0.74",4,0.74,5406738.1424842542,7349695.3566982746,0.99999988283183439]
[null,"4, 0.75",4,0.75,26461.364732718834,147.93913578195497,0.99999994830632188,null,"4, 0.75",4,0.75,26238.909703766356,1220.7555841361172,0.99999988367156845,null,"4, 0.75",4,0.75,4351887.2933333321,336821.76490712166,0.99999988843466903,null,"4, 0.75",4,0.75,5170587.8796802619,7363262.5155040026,0.99999988373199722]
[null,"4, 0.76",4,0.76,25424.860751897177,140.63771806610748,0.99999994700465999,null,"4, 0.76",4,0.76,25044.727340697904,1291.7676190789789,0.99999988613801605,null,"4, 0.76",4,0.76,4179405.254757138,334828.69674527645,0.999999885986254,null,"4, 0.76",4,0.76,4935322.3411378479,7377229.9743855,0.99999988621002611]
[null,"4, 0.77",4,0.77,24393.896060226016,132.31831711158156,0.99999994657489222,null,"4, 0.77",4,0.77,23853.963310222887,1364.840075685177,0.99999989035980374,null,"4, 0.77",4,0.77,4008615.9818485701,332580.34813207388,0.99999988542870211,null,"4, 0.77",4,0.77,4700720.8346872656,7391601.6645982265,0.9999998904425681]
[null,"4, 0.78",4,0.78,23367.327718887518,123.0007644481957,0.99999994714630136,null,"4, 0.78",4,0.78,22665.556247078679,1439.9930968955159,0.99999989650278365,null,"4, 0.78",4,0.78,3839286.1996281357,330080.96751433611,0.99999988703033482,null,"4, 0.78",4,0.78,4466573.9857059456,7406381.5173976421,0.99999989659502064]
[null,"4, 0.79",4,0.79,22344.070659383764,112.70489161275327,0.99999994883968923,null,"4, 0.79",4,0.79,21478.498526015908,1517.246825656388,0.99999990470552402,null,"4, 0.79",4,0.79,3671194.4445076864,327334.80334126949,0.99999989103680242,null,"4, 0.79",4,0.79,4232683.0208180211,7421573.4640387297,0.99999990480541634]
[null,"4, 0.8",4,0.8,21323.094066641657,101.45053013879806,0.99999995175764855,null,"4, 0.8",4,0.8,20291.832903047707,1596.6214049141854,0.99999991505254671,null,"4, 0.8",4,0.8,3504130.3260785029,324346.10405951738,0.99999989764914166,null,"4, 0.8",4,0.8,3998859.1053164238,7437181.4357766509,0.99999991515764064]
[null,"4, 0.81",4,0.81,20303.418030036173,89.257511565927416,0.99999995596953484,null,"4, 0.81",4,0.81,19104.649405495144,1678.1369776162319,0.99999992752976397,null,"4, 0.81",4,0.81,3337893.8435816597,321119.11811798811,0.99999990699058205,null,"4, 0.81",4,0.81,3764922.7296648091,7453209.3638665676,0.99999992763683976]
[null,"4, 0.82",4,0.82,19284.110439460612,76.145667429082096,0.99999996148812931,null,"4, 0.82",4,0.82,17916.082449590533,1761.8136867093854,0.99999994194968522,null,"4, 0.82",4,0.82,3172294.7523928233,317658.09396457672,0.99999991905599905,null,"4, 0.82",4,0.82,3530703.1408895757,7469661.1795636415,0.99999994205457554]
[null,"4, 0.83",4,0.83,18264.284105777249,62.13482926087454,0.99999996823312198,null,"4, 0.83",4,0.83,16725.308166446437,1847.6716751372442,0.9999999578241805,null,"4, 0.83",4,0.83,3007151.9763032943,313967.28004723787,0.99999993363425888,null,"4, 0.83",4,0.83,3296037.8150760876,7486540.8141229749,0.99999995792150043]
[null,"4, 0.84",4,0.84,17243.094086950146,47.244828598573804,0.99999997597334012,null,"4, 0.84",4,0.84,15531.541919027335,1935.7310858475976,0.99999997414390596,null,"4, 0.84",4,0.84,2842293.0617809701,310050.92481327057,0.99999995018755417,null,"4, 0.84",4,0.84,3060771.9675437384,7503852.1987999678,0.99999997422661102]
[null,"4, 0.85",4,0.85,16219.73520292152,31.495496983639896,0.99999998423406389,null,"4, 0.85",4,0.85,14334.035994393413,2026.0120617905632,0.99999998898644216,null,"4, 0.85",4,0.85,2677553.6707540811,305913.27671211958,0.9999999676612864,null,"4, 0.85",4,0.85,2824758.0975969001,7521599.2648500204,0.99999998904504672]
[null,"4, 0.86",4,0.86,15193.43972386892,14.906665943097323,0.99999999214572266,null,"4, 0.86",4,0.86,13132.077456950947,2118.5347459069453,0.99999999879840784,null,"4, 0.86",4,0.86,2512777.1087821159,301558.58419036865,0.99999998417944369,null,"4, 0.86",4,0.86,2587855.5650374247,7539785.9435272217,0.99999999881948443]
[null,"4, 0.87",4,0.87,14163.475217892697,-2.5018329853191972,0.99999999819162688,null,"4, 0.87",4,0.87,11924.98614975413,2213.3192811461631,0.99999999702931031,null,"4, 0.87",4,0.87,2347813.885766645,296991.09569638968,0.9999999965466454,null,"4, 0.87",4,0.87,2349930.19588314,7558416.1660882831,0.99999999699238995]
[null,"4, 0.88",4,0.88,13129.14254545224,-20.710168265271932,0.99999999977657017,null,"4, 0.88",4,0.88,10712.112832082055,2310.3858104529791,0.99999997140676122,null,"4, 0.88",4,0.88,2182521.3066137061,292215.05967873335,0.99999999941460171,null,"4, 0.88",4,0.88,2110853.9149692706,7577493.8637874126,0.99999997127745133]
[null,"4, 0.89",4,0.89,12089.773989008811,-39.698508357396349,0.99999999246639548,null,"4, 0.89",4,0.89,9492.8374425720085,2409.7544767730869,0.99999989817548374,null,"4, 0.89",4,0.89,2016763.0894920002,287234.72458529472,0.99999998384708744,null,"4, 0.89",4,0.89,1870504.4033182168,7597022.9678794742,0.99999989788898858]
[null,"4, 0.9",4,0.9,11044.731507358718,-59.447021732106805,0.9999999685979829,null,"4, 0.9",4,0.9,8266.5674781440193,2511.4454230540432,0.99999972898859946,null,"4, 0.9",4,0.9,1850409.0095404999,282054.33886384964,0.99999993476567661,null,"4, 0.9",4,0.9,1628764.7783513716,7617007.4096209109,0.99999972840669282]
[null,"4, 0.91",4,0.91,9993.4051050655107,-79.935876851668581,0.9999999146248354,null,"4, 0.91",4,0.91,7032.7364798095923,2615.4787922457326,0.99999935812239871,null,"4, 0.91",4,0.91,1683334.5660679105,276678.15096211433,0.99999982621888683,null,"4, 0.91",4,0.91,1385523.2951859108,7637451.1202657819,0.99999935690846931]
[null,"4, 0.92",4,0.92,8935.2113082333453,-101.14524217881262,0.99999980577108538,null,"4, 0.92",4,0.92,5790.802617231916,2721.8747272893088,0.99999852949682178,null,"4, 0.92",4,0.92,1515420.6714564303,271110.40932863951,0.99999961219024869,null,"4, 0.92",4,0.92,1140673.0674121568,7658358.031069845,0.99999852669825107]
[null,"4, 0.93",4,0.93,7869.5917386179271,-123.05528617696837,0.99999959453368881,null,"4, 0.93",4,0.93,4540.2473646048293,2830.6533711329103,0.99999652239201364,null,"4, 0.93",4,0.93,1346553.3601364081,265355.36241042614,0.99999920766445904,null,"4, 0.93",4,0.93,894111.80588539061,7679732.0732875466,0.99999651473787299]
[null,"4, 0.94",4,0.94,6796.0117787512454,-145.64617731259204,0.99999918381986175,null,"4, 0.94",4,0.94,3280.5742610499969,2941.8348667252576,0.99999076675416765,null,"4, 0.94",4,0.94,1176623.5161368155,259417.25865706801,0.99999844669314242,null,"4, 0.94",4,0.94,645741.57419042336,7701577.1781752706,0.99999073921309178]
[null,"4, 0.95",4,0.95,5713.9593213745193,-168.89808405458461,0.99999835707958418,null,"4, 0.95",4,0.95,2011.3077493051194,3055.4393570049433,0.99996715408453463,null,"4, 0.95",4,0.95,1005526.617843356,253300.34651526809,0.99999698054462416,null,"4, 0.95",4,0.95,395468.55955061835,7723897.2769873366,0.99996698795246519]
[null,"5, 0.05",5,0.05,1198806.3320644291,-1259.1942477598786,0.99999999072787293,null,"5, 0.05",5,0.05,1082217.4524681626,4.2053898070007563,0.99999999764738567,null,"5, 0.05",5,0.05,242396277.21342826,-33187.870144367218,0.99999998651448652,null,"5, 0.05",5,0.05,244931534.1134516,4609941.5663278103,0.99999999765298819]
[null,"5, 0.06",5,0.06,989653.80325488211,-1225.7349450960755,0.99999999311121446,null,"5, 0.06",5,0.06,875625.012432941,1.7927104234695435,0.99999999833179598,null,"5, 0.06",5,0.06,199767777.15250203,-23544.160781145096,0.99999998997120487,null,"5, 0.06",5,0.06,198163435.91855574,4609348.5172286034,0.99999999833517395]
[null,"5, 0.07",5,7.0000000000000007E-2,840553.77532860497,-1192.779158404097,0.99999999507925774,null,"5, 0.07",5,7.0000000000000007E-2,728678.59061593364,-0.32960350811481476,0.99999999888760516,null,"5, 0.07",5,7.0000000000000007E-2,169377910.86220586,-14054.066309213638,0.99999999283106611,null,"5, 0.07",5,7.0000000000000007E-2,164898269.48155087,4608823.7605822086,0.99999999888934898]
[null,"5, 0.08",5,0.08,728977.4699860377,-1160.3246849831194,0.99999999666476447,null,"5, 0.08",5,0.08,619001.83969635563,-2.1589018562808633,0.99999999932146433,null,"5, 0.08",5,0.08,146635547.6753442,-4717.0060167312622,0.99999999513923299,null,"5, 0.08",5,0.08,140070372.86035073,4608367.8324308395,0.99999999932209682]
[null,"5, 0.09",5,0.09,642408.89928298024,-1128.3693221360445,0.99999999790054783,null,"5, 0.09",5,0.09,534163.45560710342,-3.6925344923511147,0.99999999964085673,null,"5, 0.09",5,0.09,128990059.44347486,4467.6008079051971,0.99999999694116926,null,"5, 0.09",5,0.09,120865489.42046291,4607981.2688126564,0.99999999964083308]
[null,"5, 0.1",5,0.1,573338.47045291215,-1096.9108671620488,0.99999999881923485,null,"5, 0.1",5,0.1,466704.6559079148,-4.9278512895107269,0.99999999985408583,null,"5, 0.1",5,0.1,114911069.27753274,13500.33487534523,0.99999999828233077,null,"5, 0.1",5,0.1,105595065.18119203,4607664.6057679653,0.99999999985379251]
[null,"5, 0.11",5,0.11,516987.35173532146,-1065.9471173733473,0.9999999994530403,null,"5, 0.11",5,0.11,411878.94268226024,-5.8622021218761802,0.99999999997024702,null,"5, 0.11",5,0.11,103424700.97538534,22381.776898384094,0.99999999920786109,null,"5, 0.11",5,0.11,93184565.791186497,4607418.3793356419,0.99999999997000244]
[null,"5, 0.12",5,0.12,470169.6552898658,-1035.4758700672537,0.99999999983355115,null,"5, 0.12",5,0.12,366521.98398578598,-6.4929368626326323,0.99999999999918632,null,"5, 0.12",5,0.12,93881703.735611081,31112.507588386536,0.99999999976229925,null,"5, 0.12",5,0.12,82917635.016211942,4607243.1255550385,0.99999999999924194]
[null,"5, 0.13",5,0.13,430679.76645784714,-1005.4949225485325,0.99999999999152578,null,"5, 0.13",5,0.13,328443.08847240073,-6.8174053765833378,0.99999999995144184,null,"5, 0.13",5,0.13,85832596.234148875,39693.107655525208,0.99999999998929689,null,"5, 0.13",5,0.13,74298333.92487517,4607139.3804671764,0.99999999995198463]
[null,"5, 0.14",5,0.14000000000000001,396942.24619733827,-976.002072121948,0.99999999995670885,null,"5, 0.14",5,0.14000000000000001,296077.47660918289,-6.8329575480893254,0.99999999983816712,null,"5, 0.14",5,0.14000000000000001,78956320.38238357,48124.157813072205,0.99999999993135402,null,"5, 0.14",5,0.14000000000000001,66972420.423324153,4607107.6801092625,0.99999999983932275]
[null,"5, 0.15",5,0.15,367801.77254425938,-946.99511609040201,0.99999999975766485,null,"5, 0.15",5,0.15,268277.6434053228,-6.5369432391598821,0.99999999967103437,null,"5, 0.15",5,0.15,73017433.581997484,56406.238772630692,0.9999999996295702,null,"5, 0.15",5,0.15,60680116.976067245,4607148.560521841,0.99999999967287068]
[null,"5, 0.16",5,0.16,342391.85402555007,-918.47185175679624,0.99999999942162832,null,"5, 0.16",5,0.16,244182.9601177132,-5.9267123248428106,0.9999999994621156,null,"5, 0.16",5,0.16,67839353.88425228,64539.93124628067,0.99999999912341797,null,"5, 0.16",5,0.16,55226590.43148569,4607262.5577449799,0.99999999946464913]
[null,"5, 0.17",5,0.17,320049.87951475277,-890.43007641844451,0.99999999897437608,null,"5, 0.17",5,0.17,223135.29888397796,-4.9996146755293012,0.99999999922374416,null,"5, 0.17",5,0.17,63287048.034230471,72525.815944433212,0.99999999845053589,null,"5, 0.17",5,0.17,50462850.732459344,4607450.2078180313,0.99999999922694449]
[null,"5, 0.18",5,0.18,300260.48480240087,-862.86758739501238,0.99999999844011789,null,"5, 0.18",5,0.18,204622.78247782507,-3.7530001727864146,0.99999999896835001,null,"5, 0.18",5,0.18,59255490.166996241,80364.473578214645,0.99999999764654768,null,"5, 0.18",5,0.18,46273016.723450296,4607712.0467801094,0.99999999897214753]
[null,"5, 0.19",5,0.19,282616.8034073356,-835.78218197450042,0.99999999784140836,null,"5, 0.19",5,0.19,188241.29729954945,-2.1842186795547605,0.99999999870827294,null,"5, 0.19",5,0.19,55661765.126021214,88056.484861135483,0.99999999674490414,null,"5, 0.19",5,0.19,42565603.281665437,4608048.610670805,0.99999999871256584]
[null,"5, 0.2",5,0.2,266793.3421446305,-809.17165746353567,0.99999999719907895,null,"5, 0.2",5,0.2,173667.55246938756,-0.29062006995081902,0.99999999845555221,null,"5, 0.2",5,0.2,52439540.786082752,95602.430505275726,0.99999999577675158,null,"5, 0.2",5,0.2,39267422.308870278,4608460.4355301857,0.99999999846021459]
[null,"5, 0.21",5,0.21,252526.60653125012,-783.0338111743331,0.99999999653219007,null,"5, 0.21",5,0.21,160639.83632276897,1.9304457819089293,0.99999999822169239,null,"5, 0.21",5,0.21,49535119.712476879,103002.89122009277,0.99999999477082679,null,"5, 0.21",5,0.21,36319226.296970293,4608948.0573961735,0.99999999822658303]
[null,"5, 0.22",5,0.22,239601.01017198298,-757.36644039861858,0.99999999585800359,null,"5, 0.22",5,0.22,148944.0211341356,4.4816290102899075,0.99999999801740891,null,"5, 0.22",5,0.22,46904567.640445679,110258.4477186203,0.99999999375337567,null,"5, 0.22",5,0.22,33672540.012069859,4609512.0123102665,0.99999999802237882]
[null,"5, 0.23",5,0.23,227838.45995774193,-732.16734244860709,0.99999999519197169,null,"5, 0.23",5,0.23,138403.21878237487,7.3655797326937318,0.9999999978523525,null,"5, 0.23",5,0.23,44511591.046928346,117369.68071174622,0.9999999927481007,null,"5, 0.23",5,0.23,31287318.695733536,4610152.8363108635,0.99999999785725457]
[null,"5, 0.24",5,0.24,217090.54496428726,-707.43431461974978,0.99999999454774602,null,"5, 0.24",5,0.24,128870.02249989254,10.58494808152318,0.99999999773481796,null,"5, 0.24",5,0.24,42325945.329374172,124337.17091298103,0.99999999177613252,null,"5, 0.24",5,0.24,29130191.715931799,4610871.0654380322,0.99999999773951387]
[null,"5, 0.25",5,0.25,207232.60001525798,-683.16515422612429,0.99999999393720118,null,"5, 0.25",5,0.25,120220.61060190956,14.142384184524417,0.9999999976714401,null,"5, 0.25",5,0.25,40322225.021640591,131161.49903082848,0.9999999908560242,null,"5, 0.25",5,0.25,27173127.741759803,4611667.2357299328,0.99999999767580805]
[null,{"$f":"C397&\", \"&D397","v":"5, 0.26"},5,0.26,198159.13919219427,-659.35765855759382,0.99999999337047418,null,{"$f":"J397&\", \"&K397","v":"5, 0.26"},5,0.26,112350.21089361279,18.040538172237575,0.99999999766688097,null,{"$f":"Q397&\", \"&R397","v":"5, 0.26"},5,0.26,38478933.190837696,137843.24577999115,0.99999999000377138,null,{"$f":"X397&\", \"&Y397","v":"5, 0.26"},5,0.26,25392407.954759598,4612541.8832280636,0.99999999767082204]
[null,"5, 0.27",5,0.27,189780.30412011241,-636.0096249319613,0.9999999928560166,null,"5, 0.27",5,0.27,105169.57298682829,22.282060166820884,0.99999999772351544,null,"5, 0.27",5,0.27,36777757.634874143,144382.99186968803,0.99999998923285316,null,"5, 0.27",5,0.27,23767827.435504079,4613495.5439705849,0.99999999772695858]
[null,"5, 0.28",5,0.28000000000000003,182019.07333474027,-613.11885064095259,0.99999999240066051,null,"5, 0.28",5,0.28000000000000003,98602.196548835331,26.869600300677121,0.99999999784112226,null,"5, 0.28",5,0.28000000000000003,35203002.180528715,150781.31801342964,0.99999998855429151,null,"5, 0.28",5,0.28000000000000003,22282067.681627136,4614528.7539974451,0.99999999784402682]
[null,"5, 0.29",5,0.28999999999999998,174809.0490220504,-590.68313299305737,0.99999999200969214,null,"5, 0.29",5,0.28999999999999998,92582.133016943902,31.805808696895838,0.99999999801658523,null,"5, 0.29",5,0.28999999999999998,33741135.643990062,157038.80492258072,0.99999998797673295,null,"5, 0.29",5,0.28999999999999998,20920198.949709736,4615642.0493476391,0.99999999801894335]
[null,"5, 0.3",5,0.3,168092.68640988544,-568.70026929304004,0.99999999168693721,null,"5, 0.3",5,0.3,87052.226970155592,37.093335486017168,0.99999999824361885,null,"5, 0.3",5,0.3,32380430.999288358,163156.03330731392,0.99999998750654273,null,"5, 0.3",5,0.3,19669282.128788639,4616835.9660620689,0.99999999824545327]
[null,"5, 0.31",5,0.31,161819.8658579794,-547.16805684100837,0.99999999143485108,null,"5, 0.31",5,0.31,81962.697880504245,42.73483080137521,0.99999999851252097,null,"5, 0.31",5,0.31,31110674.385094959,169133.58388257027,0.99999998714791716,null,"5, 0.31",5,0.31,18518047.670605637,4618111.0401790142,0.99999999851388255]
[null,"5, 0.32",5,0.32,155946.73268109962,-526.08429294172674,0.99999999125461636,null,"5, 0.32",5,0.32,77269.987786019701,48.732944760005921,0.99999999880996915,null,"5, 0.32",5,0.32,29922928.672747444,174972.03735589981,0.99999998690300629,null,"5, 0.32",5,0.32,17456634.720434751,4619467.8077378273,0.99999999881093027]
[null,"5, 0.33",5,0.33,150434.74791343533,-505.44677489530295,0.99999999114624372,null,"5, 0.33",5,0.33,72935.818477697467,55.090327497571707,0.99999999911886639,null,"5, 0.33",5,0.33,28809340.02190597,180671.97444224358,0.99999998677204793,null,"5, 0.33",5,0.33,16476377.678668277,4620906.8047792912,0.99999999911951198]
[null,"5, 0.34",5,0.34,145249.90658515395,-485.25330001488328,0.9999999911086761,null,"5, 0.34",5,0.34,68926.415065239766,61.80962913762778,0.99999999941824802,null,"5, 0.34",5,0.34,27762978.573447242,186233.97585105896,0.99999998675351143,null,"5, 0.34",5,0.34,15569630.428005358,4622428.5673418045,0.99999999941866513]
[null,"5, 0.35",5,0.35,140362.09000868912,-465.50166559871286,0.99999999113989446,null,"5, 0.35",5,0.35,65211.862645811343,68.893499807454646,0.99999999968326103,null,"5, 0.35",5,0.35,26777706.452147733,191658.62229466438,0.99999998684424607,null,"5, 0.35",5,0.35,14729620.69312234,4624033.6314647198,0.99999999968352382]
[null,"5, 0.36",5,0.36,135744.52601731513,-446.18966894503683,0.99999999123702321,null,"5, 0.36",5,0.36,61765.570194669621,76.344589638989419,0.99999999988522326,null,"5, 0.36",5,0.36,25848067.76891984,196946.4944858551,0.99999998703963611,null,"5, 0.36",5,0.36,13950328.673731532,4625722.533188343,0.99999999988537835]
[null,"5, 0.37",5,0.37,131373.33673260119,-427.31510736420751,0.99999999139643514,null,"5, 0.37",5,0.37,58563.821392449747,84.165548756718636,0.99999999999177303,null,"5, 0.37",5,0.37,24969196.460523318,202098.17313456535,0.99999998733375828,null,"5, 0.37",5,0.37,13226385.358765546,4627495.8085514307,0.99999999999182088]
[null,"5, 0.38",5,0.38,127227.15773700386,-408.87577815447003,0.99999999161385622,null,"5, 0.38",5,0.38,55585.396374456846,92.359027289319783,0.99999999996711464,null,"5, 0.38",5,0.38,24136738.680901062,207114.23895454407,0.99999998771953935,null,"5, 0.38",5,0.38,12552986.896216707,4629353.993594408,0.99999999996699063]
[null,"5, 0.39",5,0.39,123286.81583529177,-390.86947862058878,0.99999999188446398,null,"5, 0.39",5,0.39,52811.251672374936,100.92767536500469,0.99999999977236453,null,"5, 0.39",5,0.39,23346787.132309541,211995.27265620232,0.99999998818891622,null,"5, 0.39",5,0.39,11925822.136847364,4631297.6243566275,0.99999999977191989]
[null,"5, 0.4",5,0.4,119535.05515175688,-373.2940060691908,0.99999999220298741,null,"5, 0.4",5,0.4,50224.248164719647,109.87414311105385,0.99999999936600326,null,"5, 0.4",5,0.4,22595825.246779591,216741.85495018959,0.99999998873299101,null,"5, 0.4",5,0.4,11341011.046343641,4633327.2368767262,0.9999999993649854]
[null,"5, 0.41",5,0.41,115956.30331076006,-356.14715780224651,0.99999999256379846,null,"5, 0.41",5,0.41,47808.918839419821,119.20108065567911,0.99999999870443101,null,"5, 0.41",5,0.41,21880679.536143892,221354.56654977798,0.99999998934218648,null,"5, 0.41",5,0.41,10795052.130324721,4635443.3671947718,0.99999999870246548]
[null,"5, 0.42",5,0.42,112536.47102005643,-339.42673112545162,0.9999999929610025,null,"5, 0.42",5,0.42,45551.269733172805,128.91113812336698,0.99999999774262682,null,"5, 0.42",5,0.42,21198478.749203425,225833.98816585541,0.99999999000639495,null,"5, 0.42",5,0.42,10284777.370065074,4637646.5513502359,0.99999999773920001]
[null,"5, 0.43",5,0.43,109262.77961923776,-323.13052333518863,0.99999999338852141,null,"5, 0.43",5,0.43,43438.608646704219,139.00696564745158,0.99999999643490278,null,"5, 0.43",5,0.43,20546618.727893997,230180.70051050186,0.99999999071512369,null,"5, 0.43",5,0.43,9807313.4462555237,4639937.3253830671,0.99999999642934878]
[null,"5, 0.44",5,0.44,106123.61214429673,-307.25633173808455,0.99999999384017402,null,"5, 0.44",5,0.44,41459.397217037353,149.49121335102245,0.99999999473574819,null,"5, 0.44",5,0.44,19922732.055793621,234395.28429508209,0.99999999145763396,null,"5, 0.44",5,0.44,9360048.2504331879,4642316.2253320217,0.99999999472723811]
[null,"5, 0.45",5,0.45,103108.38425024891,-291.80195364449173,0.9999999943097484,null,"5, 0.45",5,0.45,39603.122713460063,160.36653136275709,0.99999999260075034,null,"5, 0.45",5,0.45,19324661.753495552,238478.32023096085,0.9999999922230739,null,"5, 0.45",5,0.45,8940601.8615540937,4644783.7872371674,0.99999999258828642]
[null,"5, 0.46",5,0.46,100207.43196993429,-276.76518634613603,0.9999999947910716,null,"5, 0.46",5,0.46,37860.186555756845,171.63556981319562,0.99999998998757822,null,"5, 0.46",5,0.46,18750438.405019749,242430.3890311718,0.99999999300060449,null,"5, 0.46",5,0.46,8546801.3082302697,4647340.5471377373,0.9999999899699924]
[null,"5, 0.47",5,0.47,97411.913801483504,-262.14382715523243,0.99999999527807226,null,"5, 0.47",5,0.47,36221.807064156244,183.30097882729024,0.99999998685701219,null,"5, 0.47",5,0.47,18198260.204256829,246252.07140612602,0.99999999377951798,null,"5, 0.47",5,0.47,8176658.552808905,4649987.0410730839,0.99999998683297153]
[null,"5, 0.48",5,0.48,94713.725034849253,-247.93567336816341,0.999999995764838,null,"5, 0.48",5,0.48,34679.93436553426,195.36540853325278,0.99999998317400296,null,"5, 0.48",5,0.48,17666475.495606486,249943.94806790352,0.99999999454934996,null,"5, 0.48",5,0.48,7828351.2274415558,4652723.8050832748,0.99999998314201788]
[null,"5, 0.49",5,0.49,92105.422568967988,-234.1385222999379,0.9999999962456686,null,"5, 0.49",5,0.49,33227.175719266888,207.83150905836374,0.99999997890873582,null,"5, 0.49",5,0.49,17153567.452497046,253506.59972715378,0.9999999952999824,null,"5, 0.49",5,0.49,7500205.7290021311,4655551.3752070665,0.99999997886717773]
[null,"5, 0.5",5,0.5,89580.158750861025,-220.75017124041915,0.99999999671512341,null,"5, 0.5",5,0.5,31856.72980398003,220.70193053223193,0.99999997403768581,null,"5, 0.5",5,0.5,16658140.594482537,256940.60709691048,0.99999999602174094,null,"5, 0.5",5,0.5,7190682.3426146088,4658470.2874850035,0.999999973984807]
[null,"5, 0.51",5,0.51,87131.622998371648,-207.76841749902815,0.99999999716806443,null,"5, 0.51",5,0.51,30562.328735270097,233.97932308167219,0.9999999685446358,null,"5, 0.51",5,0.51,16178908.890563741,260246.55088925362,0.99999999670548356,null,"5, 0.51",5,0.51,6898362.1153540416,4661481.0779559612,0.99999996847859729]
[null,"5, 0.52",5,0.52,84753.99015873982,-195.19105838146061,0.99999999759969405,null,"5, 0.52",5,0.52,29338.186773687659,247.66633683256805,0.99999996242164479,null,"5, 0.52",5,0.52,15714685.235202938,263425.01181387901,0.99999999734268319,null,"5, 0.52",5,0.52,6621935.2445204761,4664584.2826588154,0.99999996234054678]
[null,"5, 0.53",5,0.53,82441.874713376048,-183.01589119061828,0.99999999800558992,null,"5, 0.53",5,0.53,28178.954839364302,261.76562191452831,0.99999995566994282,null,"5, 0.53",5,0.53,15264372.115733158,266476.57058429718,0.9999999979255032,null,"5, 0.53",5,0.53,6360190.7804479105,4667780.4376342297,0.99999995557185961]
[null,"5, 0.54",5,0.54,80190.290070993724,-171.24071322660893,0.99999999838173603,null,"5, 0.54",5,0.54,27079.680080570099,276.2798284557648,0.99999994830073968,null,"5, 0.54",5,0.54,14826953.316722026,269401.80791068077,0.9999999984468676,null,"5, 0.54",5,0.54,6112007.4734456027,4671070.0789210796,0.99999994818375681]
[null,"5, 0.55",5,0.55000000000000004,77994.612301490764,-159.86332179326564,0.9999999987245487,null,"5, 0.55",5,0.55000000000000004,26035.769852973579,291.21160658402368,0.9999999403359322,null,"5, 0.55",5,0.55000000000000004,14401486.529314062,272201.30450630188,0.99999999890052438,null,"5, 0.55",5,0.55000000000000004,5876345.619254861,4674453.7425592542,0.99999994019818506]
[null,"5, 0.56",5,0.56000000000000005,75850.547755486652,-148.88151419721544,0.99999999903090209,null,"5, 0.56",5,0.56000000000000005,25042.959558267015,306.56360642425716,0.99999993180870217,null,"5, 0.56",5,0.56000000000000005,13987096.752429185,274875.64108181,0.99999999928110528,null,"5, 0.56",5,0.56000000000000005,5652239.7782069147,4677931.9645878673,0.99999993164841428]
[null,"5, 0.57",5,0.56999999999999995,73754.10409232942,-138.29308774322271,0.99999999929814898,null,"5, 0.57",5,0.56999999999999995,24097.283868199342,322.338478108868,0.99999992276399807,null,"5, 0.57",5,0.56999999999999995,13582970.388571896,277425.39834833145,0.9999999995841804,null,"5, 0.57",5,0.56999999999999995,5438792.2607851727,4681505.2810469866,0.9999999225795182]
[null,"5, 0.58",5,0.57999999999999996,71701.564305204884,-128.09583972208202,0.99999999952414143,null,"5, 0.58",5,0.57999999999999996,23195.050925433341,338.53887176048011,0.99999991325889881,null,"5, 0.58",5,0.57999999999999996,13188349.950418763,279851.15701913834,0.99999999980630905,null,"5, 0.58",5,0.57999999999999996,5235167.2870948995,4685174.2279750705,0.9999999130487347]
[null,"5, 0.59",5,0.59,69689.463387761221,-118.28756745439023,0.99999999970724784,null,"5, 0.59",5,0.59,22332.81916804452,355.16743751009926,0.99999990336286204,null,"5, 0.59",5,0.59,12802529.305719163,282153.49780392647,0.99999999994508948,null,"5, 0.59",5,0.59,5040585.7402850445,4688939.3414126635,0.99999990312570974]
[null,"5, 0.6",5,0.6,67714.567334069798,-108.86606823466718,0.99999999984637167,null,"5, 0.6",5,0.6,21507.37647157002,372.22682548128068,0.99999989315786297,null,"5, 0.6",5,0.6,12424849.397705818,284333.00141620636,0.99999999999920453,null,"5, 0.6",5,0.6,4854320.4446279667,4692801.1573987603,0.99999989289263147]
[null,"5, 0.61",5,0.61,65773.854204164541,-99.829139363951981,0.99999999994096567,null,"5, 0.61",5,0.61,20715.721342659217,389.71968580875546,0.99999988273843377,null,"5, 0.61",5,0.61,12054694.386448679,286390.24856638908,0.99999999996846778,null,"5, 0.61",5,0.61,4675691.9080503033,4696760.2119733691,0.99999988244426219]
[null,"5, 0.62",5,0.62,63864.4970219483,-91.174578151665628,0.99999999999105038,null,"5, 0.62",5,0.62,19955.045932693847,407.64866861863993,0.99999987221161646,null,"5, 0.62",5,0.62,11691488.16362606,288325.8199672699,0.99999999985386878,null,"5, 0.62",5,0.62,4504064.4766769744,4700817.0411757231,0.99999987188788442]
[null,"5, 0.63",5,0.63,61983.848301869635,-82.900181898847222,0.99999999999722899,null,"5, 0.63",5,0.63,19222.720669158476,426.01642403425649,0.99999986169684352,null,"5, 0.63",5,0.63,11334691.199222434,290140.29632949829,0.99999999965761988,null,"5, 0.63",5,0.63,4338842.8556090984,4704972.1810446382,0.99999986134317309]
[null,"5, 0.64",5,0.64,60129.426026224144,-75.003747912123799,0.99999999996070599,null,"5, 0.64",5,0.64,18516.280327819757,444.8256021856796,0.99999985132576397,null,"5, 0.64",5,0.64,10983797.683848239,291834.25836515427,0.99999999938320305,null,"5, 0.64",5,0.64,4179468.9558789572,4709226.1676203012,0.99999985094201438]
[null,"5, 0.65",5,0.65,58298.90091685838,-67.483073486015201,0.99999999988330524,null,"5, 0.65",5,0.65,17833.411390551068,464.07885319972411,0.99999984124203012,null,"5, 0.65",5,0.65,10638332.934845574,293408.28678560257,0.99999999903542158,null,"5, 0.65",5,0.65,4025419.0324553149,4713579.53694278,0.99999984082828397]
[null,"5, 0.66",5,0.66,56490.08486399195,-60.335955933667719,0.9999999997674911,null,"5, 0.66",5,0.66,17171.940552445591,483.77882720460184,0.99999983160105865,null,"5, 0.66",5,0.66,10297851.038202468,294862.96230340004,0.99999999862045252,null,"5, 0.66",5,0.66,3876201.0824300502,4718032.8250510097,0.99999983115760138]
[null,"5, 0.67",5,0.67,54700.92039126411,-53.560192552395165,0.99999999961639086,null,"5, 0.67",5,0.67,16529.824258143111,503.92817433015443,0.99999982256977804,null,"5, 0.67",5,0.67,9961932.7016390227,296198.86562895775,0.99999999814590457,null,"5, 0.67",5,0.67,3731352.4762029843,4722586.5679843426,0.99999982209707106]
[null,"5, 0.68",5,0.68,52929.47105033532,-47.153580646961927,0.99999999943381945,null,"5, 0.68",5,0.68,15905.139161422339,524.52954470249824,0.99999981432636176,null,"5, 0.68",5,0.68,9630183.2971270792,297416.57747483253,0.99999999762087921,null,"5, 0.68",5,0.68,3590437.7976798373,4727241.3017817736,0.99999981382501124]
[null,"5, 0.69",5,0.69,51173.912650740938,-41.113917527720332,0.99999999922430804,null,"5, 0.69",5,0.69,15296.073414393621,545.58558844868094,0.99999980705993885,null,"5, 0.69",5,0.69,9302231.0736256447,298516.67855167389,0.99999999705603626,null,"5, 0.69",5,0.69,3453046.8722790093,4731997.5624843836,0.99999980653066212]
[null,"5, 0.7",5,0.7,49432.525241471172,-35.439000485464931,0.9999999989931323,null,"5, 0.7",5,0.7,14700.918703332458,567.09895569621585,0.9999998009702501,null,"5, 0.7",5,0.7,8977725.5230103228,299499.74957239628,0.99999999646366156,null,"5, 0.7",5,0.7,3318792.9639664707,4736855.8861303329,0.99999980041384406]
[null,"5, 0.71",5,0.71,47703.685770164964,-30.126626833342016,0.99999999874634582,null,"5, 0.71",5,0.71,14118.062957540977,589.07229657401331,0.99999979626719393,null,"5, 0.71",5,0.71,8656335.88409332,300366.37124848366,0.99999999585773558,null,"5, 0.71",5,0.71,3187311.1246537389,4741816.8087590933,0.9999997956845067]
[null,"5, 0.72",5,0.72,45985.861354036679,-25.174593871459365,0.99999999849081056,null,"5, 0.72",5,0.72,13545.983665804639,611.50826121098362,0.99999979317014931,null,"5, 0.72",5,0.72,8337749.7713083867,301117.12429106236,0.99999999525399941,null,"5, 0.72",5,0.72,3058256.681146122,4746880.8664119244,0.99999979256206473]
[null,"5, 0.73",5,0.73,44277.60310387802,-20.580698900856078,0.99999999823422814,null,"5, 0.73",5,0.73,12983.241742180828,634.40949973324314,0.99999979190690558,null,"5, 0.73",5,0.73,8021671.9161066003,301752.58941197395,0.99999999467000944,null,"5, 0.73",5,0.73,2931303.846451432,4752048.5951257944,0.99999979127434435]
[null,"5, 0.74",5,0.74,42577.540448816362,-16.34273923188448,0.99999999798516337,null,"5, 0.74",5,0.74,12428.475889156409,657.77866226877086,0.99999979271190609,null,"5, 0.74",5,0.74,7707823.0104011456,302273.34732282162,0.99999999412517171,null,"5, 0.74",5,0.74,2806144.4436850925,4757320.5309423208,0.9999997920558551]
[null,"5, 0.75",5,0.75,40884.375915092125,-12.45851215813309,0.99999999775305493,null,"5, 0.75",5,0.75,11880.397411752141,681.61839894391596,0.99999979582334142,null,"5, 0.75",5,0.75,7395938.6425365005,302679.97873580456,0.99999999364073522,null,"5, 0.75",5,0.75,2682486.7320631188,4762697.2098997235,0.99999979514492665]
[null,"5, 0.76",5,0.76,39196.8803170385,-8.9258149918168783,0.99999999754820401,null,"5, 0.76",5,0.76,11337.785441040392,705.93135988735594,0.99999980147834699,null,"5, 0.76",5,0.76,7085768.3172600651,302973.06436145306,0.99999999323971767,null,"5, 0.76",5,0.76,2560054.3255795585,4768179.1680383086,0.999999800778968]
[null,"5, 0.77",5,0.77,37513.888322789448,-5.7424450321123004,0.99999999738171907,null,"5, 0.77",5,0.77,10799.482529855968,730.72019522730261,0.99999980990509996,null,"5, 0.77",5,0.77,6777074.5520596309,303153.18491256237,0.9999999929467146,null,"5, 0.77",5,0.77,2438585.1959430967,4773766.9413973093,0.99999980918665565]
[null,"5, 0.78",5,0.78,35834.294361087494,-2.9061995837837458,0.99999999726539202,null,"5, 0.78",5,0.78,10264.390587298583,755.98755509196781,0.99999982130985499,null,"5, 0.78",5,0.78,6469632.0430133631,303220.92110049725,0.99999999278751894,null,"5, 0.78",5,0.78,2317830.7522106767,4779461.0660156012,0.99999982057510317]
[null,"5, 0.79",5,0.79,34157.048838966628,-0.41487594787031412,0.99999999721145605,null,"5, 0.79",5,0.79,9731.4671220071777,781.73608960886486,0.99999983585568208,null,"5, 0.79",5,0.79,6163226.8939929465,303176.85363674164,0.99999999278843177,null,"5, 0.79",5,0.79,2197554.9903224362,4785262.0779334903,0.99999983510879564]
[null,"5, 0.8",5,0.8,32481.15464310925,1.7337285662069917,0.99999999723215116,null,"5, 0.8",5,0.8,9199.721767188772,807.96844890573993,0.99999985362748656,null,"5, 0.8",5,0.8,5857655.9036764586,303021.56323313713,0.99999999297507236,null,"5, 0.8",5,0.8,2077533.7064215033,4791170.5131908059,0.99999985287490079]
[null,"5, 0.81",5,0.81,30805.663900361415,3.5418166606687009,0.99999999733897249,null,"5, 0.81",5,0.81,8668.2130630525662,834.68728310684673,0.9999998745740335,null,"5, 0.81",5,0.81,5552725.9053751873,302755.63060057163,0.99999999337036916,null,"5, 0.81",5,0.81,1957553.7684464247,4797186.907826215,0.99999987382573374]
[null,"5, 0.82",5,0.82,29129.674975284193,5.0115910330787301,0.99999999754138802,null,"5, 0.82",5,0.82,8136.0454746754285,861.89524234645069,0.99999989841075476,null,"5, 0.82",5,0.82,5248253.1551656974,302379.63645219803,0.9999999939912132,null,"5, 0.82",5,0.82,1837412.4410216529,4803311.7978793085,0.99999989768223407]
[null,"5, 0.83",5,0.83,27452.32968474886,6.1452543744817376,0.99999999784467553,null,"5, 0.83",5,0.83,7602.3666254439231,889.59497674822342,0.99999992445417474,null,"5, 0.83",5,0.83,4944062.7642534114,301894.16149818897,0.99999999484288471,null,"5, 0.83",5,0.83,1716916.7591511717,4809545.7193903625,0.99999992376943492]
[null,"5, 0.84",5,0.84,25772.810711489939,6.9450093824416399,0.99999999824625463,null,"5, 0.84",5,0.84,7066.3647281071562,917.7891364376992,0.99999995133389719,null,"5, 0.84",5,0.84,4639988.1718815723,301299.78645098209,0.99999999590972766,null,"5, 0.84",5,0.84,1595882.9466483409,4815889.2083970606,0.99999995073009917]
[null,"5, 0.85",5,0.85,24090.339200230967,7.4130587610416114,0.9999999987294198,null,"5, 0.85",5,0.85,6527.2661971671632,946.48037154704798,0.99999997647824035,null,"5, 0.85",5,0.85,4335870.6554466998,300597.09202241898,0.99999999713937837,null,"5, 0.85",5,0.85,1474135.8756176108,4822342.8009419143,0.99999997601302093]
[null,"5, 0.86",5,0.86,22404.172521522323,7.5516051980666816,0.99999999925246275,null,"5, 0.86",5,0.86,5984.3334278468374,975.67133220355026,0.99999999516515203,null,"5, 0.86",5,0.86,4031558.8747919775,299786.65892410278,0.99999999841564124,null,"5, 0.86",5,0.86,1351508.5636469901,4828907.0330611765,0.99999999492833946]
[null,"5, 0.87",5,0.87,20713.602189797122,7.3628513920120895,0.99999999972939757,null,"5, 0.87",5,0.87,5436.8627282323832,1005.3646685315762,0.99999999869919487,null,"5, 0.87",5,0.87,3726908.4479287267,298869.06786715984,0.99999999951082097,null,"5, 0.87",5,0.87,1227841.705676724,4835582.4407969713,0.99999999883193513]
[null,"5, 0.88",5,0.88,19017.951923377776,6.8490000418387353,0.99999999999485423,null,"5, 0.88",5,0.88,4884.1823924060764,1035.5630306615494,0.99999997073194791,null,"5, 0.88",5,0.88,3421781.5556859286,297844.89956337214,0.99999999999956657,null,"5, 0.88",5,0.88,1102983.2377861508,4842369.5601876974,0.99999997145852926]
[null,"5, 0.89",5,0.89,17316.57583526897,6.0122538413852453,0.99999999973789866,null,"5, 0.89",5,0.89,4325.6509034802502,1066.2690687204013,0.99999987936266022,null,"5, 0.89",5,0.89,3116046.5730126007,296714.73472493887,0.99999999909767812,null,"5, 0.89",5,0.89,976787.93038814259,4849268.9272722304,0.99999988104413284]
[null,{"$f":"C461&\", \"&D461","v":"5, 0.9"},5,0.9,15608.85674456396,4.8548154910095036,0.99999999837180964,null,{"$f":"J461&\", \"&K461","v":"5, 0.9"},5,0.9,3760.6552564288058,1097.4854328358779,0.99999965880512265,null,{"$f":"Q461&\", \"&R461","v":"5, 0.9"},5,0.9,2809577.7248600479,295479.15406292677,0.9999999953473182,null,{"$f":"X461&\", \"&Y461","v":"5, 0.9"},5,0.9,849117.00854384189,4856281.0780918896,0.99999966202865131]
[null,"5, 0.91",5,0.91,13894.204599187135,3.3788876843173057,0.99999999476378998,null,"5, 0.91",5,0.91,3188.6093915016245,1129.2147731405566,0.99999916231891428,null,"5, 0.91",5,0.91,2502254.7647531237,294138.73828965425,0.99999998596881445,null,"5, 0.91",5,0.91,719837.79731176118,4863406.5486844331,0.99999916803195976]
[null,"5, 0.92",5,0.92,12172.055001500925,1.5866731193382293,0.99999998663502454,null,"5, 0.92",5,0.92,2608.9527298072367,1161.4597397525795,0.99999802381943126,null,"5, 0.92",5,0.92,2193962.6743243099,292694.06811624765,0.99999996543441927,null,"5, 0.92",5,0.92,588823.39022607589,4870645.875090301,0.99999803341591675]
[null,"5, 0.93",5,0.93,10441.867829035051,-0.51962550985626876,0.99999996910978095,null,"5, 0.93",5,0.93,2021.1488033743503,1194.2229828039417,0.99999516476969896,null,"5, 0.93",5,0.93,1884591.3822326572,291145.72425431013,0.99999992205354415,null,"5, 0.93",5,0.93,455952.33916362713,4877999.5933482051,0.99999517910053348]
[null,"5, 0.94",5,0.94,8703.1259432540137,-2.9378055029083043,0.99999993078771254,null,"5, 0.94",5,0.94,1424.6839726557391,1227.5071524275118,0.99998642742825916,null,"5, 0.94",5,0.94,1574035.5010240409,289494.2874160409,0.9999998288409887,null,"5, 0.94",5,0.94,321108.36400645459,4885468.2394985557,0.99998643370201457]
[null,"5, 0.95",5,0.95,6955.3339798764982,-5.6656641680747271,0.99999984133461317,null,"5, 0.95",5,0.95,819.06622503267363,1261.314898743949,0.99994488783203372,null,"5, 0.95",5,0.95,1262194.0806108369,287740.33831253648,0.99999961512171753,null,"5, 0.95",5,0.95,184180.08064158604,4893052.3495803215,0.99994462642948923]
[null,"6, 0.05",6,0.05,1128009.7557434274,202.47569184191525,0.99999958001844336,null,"6, 0.05",6,0.05,1154710.0177858497,70.484241293743253,0.99999998664128109,null,"6, 0.05",6,0.05,228924048.9856813,331498.57412791252,0.99999954010379455,null,"6, 0.05",6,0.05,195863240.88508877,10835006.787230253,0.99999998697195291]
[null,"6, 0.06",6,0.06,912367.28307224938,264.32170883379877,0.99999961687033956,null,"6, 0.06",6,0.06,954125.24958817428,71.617384215816855,0.99999999076170054,null,"6, 0.06",6,0.06,184884847.79820642,346236.02262353897,0.99999957908114889,null,"6, 0.06",6,0.06,161789203.63251907,10835132.175662756,0.99999999098192915]
[null,"6, 0.07",6,7.0000000000000007E-2,758986.80194232368,323.15605908073485,0.99999965224151943,null,"6, 0.07",6,7.0000000000000007E-2,811124.52030173293,71.110264796763659,0.99999999396215378,null,"6, 0.07",6,7.0000000000000007E-2,153558370.64396897,360278.69077348709,0.9999996165807874,null,"6, 0.07",6,7.0000000000000007E-2,137497838.7903055,10834982.233436823,0.99999999409996998]
[null,"6, 0.08",6,0.08,644510.87840289355,379.03172304295003,0.999999686071537,null,"6, 0.08",6,0.08,704104.62821942416,69.015560386702418,0.99999999635797732,null,"6, 0.08",6,0.08,130175683.57457297,373638.50809288025,0.99999965254362855,null,"6, 0.08",6,0.08,119319090.96066391,10834565.862119675,0.99999999643680793]
[null,"6, 0.09",6,0.09,555963.16025909455,432.00168114714324,0.99999971830334333,null,"6, 0.09",6,0.09,621063.79461508046,65.385948326438665,0.99999999805900108,null,"6, 0.09",6,0.09,112087378.84090915,386327.404099226,0.99999968691280039,null,"6, 0.09",6,0.09,105214040.47815871,10833891.963276386,0.99999999809809137]
[null,"6, 0.1",6,0.1,485557.83619400748,482.11891385074705,0.99999974888396137,null,"6, 0.1",6,0.1,554800.95225300069,60.274105979129672,0.99999999916897631,null,"6, 0.1",6,0.1,97703811.79351224,398357.30830693245,0.99999971963419509,null,"6, 0.1",6,0.1,93959335.543528497,10832969.438474417,0.99999999918381355]
[null,"6, 0.11",6,0.11,428340.29900595715,529.43640158697963,0.999999777765194,null,"6, 0.11",6,0.11,500733.60380137601,53.732710681855679,0.9999999997850948,null,"6, 0.11",6,0.11,86013390.382722422,409740.1502327919,0.99999975065706759,null,"6, 0.11",6,0.11,84776479.557243362,10831807.189279318,0.99999999978782617]
[null,"6, 0.12",6,0.12,381007.47722715995,574.007124803029,0.99999980490436147,null,"6, 0.12",6,0.12,455806.75103899994,45.814439790323377,0.99999999999760103,null,"6, 0.12",6,0.12,76341719.908766448,420487.85939335823,0.99999977993467548,null,"6, 0.12",6,0.12,77146474.78628327,10830414.117258549,0.99999999999744249]
[null,"6, 0.13",6,0.13,341272.62907222687,615.88406393770128,0.99999983026505879,null,"6, 0.13",6,0.13,417905.39519734494,36.571970650926232,0.99999999988950006,null,"6, 0.13",6,0.13,68221911.733339816,430612.36530375481,0.99999980742496231,null,"6, 0.13",6,0.13,70710015.107788339,10828799.123976231,0.99999999989312915]
[null,"6, 0.14",6,0.14000000000000001,307502.3675515948,655.12019943352789,0.99999985381792789,null,"6, 0.14",6,0.14000000000000001,385518.82287032017,26.057980611920357,0.99999999953635821,null,"6, 0.14",6,0.14000000000000001,61320473.971939273,440125.59748077393,0.99999983309127827,null,"6, 0.14",6,0.14000000000000001,65210453.291144192,10826971.111001253,0.99999999954828844]
[null,"6, 0.15",6,0.15,278498.87553958385,691.76851173955947,0.9999998755414311,null,"6, 0.15",6,0.15,357539.17756012565,14.325147019699216,0.99999999900619485,null,"6, 0.15",6,0.15,55392845.909262508,449039.48543977737,0.99999985690313498,null,"6, 0.15",6,0.15,60459581.367233761,10824938.979898691,0.99999999902912873]
[null,"6, 0.16",6,0.16,253363.79019193409,725.88198129273951,0.99999989542261492,null,"6, 0.16",6,0.16,333135.56689341104,1.4261472318321466,0.99999999835946396,null,"6, 0.16",6,0.16,50255607.008832648,457365.95869803429,0.99999987883698793,null,"6, 0.16",6,0.16,56316243.359219141,10822711.632236004,0.99999999839461984]
[null,"6, 0.17",6,0.17,231410.12815715259,757.5135885393247,0.99999991345785033,null,"6, 0.17",6,0.17,311672.6025846735,-12.586341409012675,0.99999999764911784,null,"6, 0.17",6,0.17,45768494.507461615,465116.94677090645,0.99999989887703966,null,"6, 0.17",6,0.17,52672496.461283155,10820297.969578981,0.99999999769653125]
[null,"6, 0.18",6,0.18,212103.56905074525,786.71631391905248,0.99999992965353335,null,"6, 0.18",6,0.18,292656.09374518861,-27.659641562029719,0.99999999692075026,null,"6, 0.18",6,0.18,41822415.144892022,472304.37917351723,0.99999991701605284,null,"6, 0.18",6,0.18,49444385.157790311,10817706.893492222,0.99999999697954567]
[null,"6, 0.19",6,0.19,195022.28099021621,813.54313787631691,0.99999994402672665,null,"6, 0.19",6,0.19,275695.8896733314,-43.741075860336423,0.99999999621281077,null,"6, 0.19",6,0.19,38331242.663025834,478940.18542361259,0.99999993325616354,null,"6, 0.19",6,0.19,46565628.778501906,10814947.305544138,0.99999999628144542]
[null,"6, 0.2",6,0.2,179828.79846956895,838.04704085644335,0.99999995660572472,null,"6, 0.2",6,0.2,260479.86980780232,-60.777966966852546,0.99999999555688368,null,"6, 0.2",6,0.2,35226076.055384681,485036.29503679276,0.9999999476096777,null,"6, 0.2",6,0.2,43983202.787227049,10812028.107301235,0.99999999563336184]
[null,"6, 0.21",6,0.21,166249.93512680658,860.28100329637527,0.99999996743052066,null,"6, 0.21",6,0.21,246755.36512278748,-78.717637531459332,0.99999999497802439,null,"6, 0.21",6,0.21,32451138.316724233,490604.63752698898,0.99999996009983516,null,"6, 0.21",6,0.21,41654182.559430286,10808958.20032835,0.99999999506008286]
[null,"6, 0.22",6,0.22,154062.17484756754,880.29800564423203,0.99999997655315165,null,"6, 0.22",6,0.22,234315.64641534787,-97.507410205900669,0.99999999449514532,null,"6, 0.22",6,0.22,29960793.715480778,495657.14241409302,0.99999997076152436,null,"6, 0.22",6,0.22,39543447.947764374,10805746.486192703,0.99999999458041178]
[null,"6, 0.23",6,0.23,143080.87388520557,898.15102834347636,0.99999998403790047,null,"6, 0.23",6,0.23,222989.93738740368,-117.09460763633251,0.99999999412144336,null,"6, 0.23",6,0.23,27717343.169058371,500205.73921108246,0.99999997964192056,null,"6, 0.23",6,0.23,37621986.656594642,10802401.866461754,0.99999999420756636]
[null,"6, 0.24",6,0.24,133152.16245084902,913.89305183198303,0.99999998996133121,null,"6, 0.24",6,0.24,212635.92445722187,-137.42655247636139,0.99999999386485972,null,"6, 0.24",6,0.24,25689370.775293674,504262.35743558407,0.99999998680102731,null,"6, 0.24",6,0.24,35865621.772892267,10798933.242700338,0.99999999394961503]
[null,"6, 0.25",6,0.25,124146.78992184524,927.57705655228347,0.99999999441213472,null,"6, 0.25",6,0.25,203134.06421614645,-158.45056738518178,0.99999999372856641,null,"6, 0.25",6,0.25,23850487.176369425,507838.92660307884,0.99999999231209069,null,"6, 0.25",6,0.25,34254044.689712949,10795349.516474247,0.99999999380993898]
[null,"6, 0.26",6,0.26,115955.39038671913,939.25602295249701,0.99999999749076285,null,"6, 0.26",6,0.26,194383.20454916073,-180.11397499777377,0.99999999371146919,null,"6, 0.26",6,0.26,22178362.915671092,510947.37622964382,0.99999999626185876,null,"6, 0.26",6,0.26,32770071.201180764,10791659.589352131,0.99999999378771487]
[null,"6, 0.27",6,0.27,108484.8002912512,948.98293147142977,0.99999999930883265,null,"6, 0.27",6,0.27,186297.17883976942,-202.36409798264503,0.99999999380872318,null,"6, 0.27",6,0.27,20653976.604230706,513599.63583135605,0.9999999987506516,null,"6, 0.27",6,0.27,31399062.909697738,10787872.36289835,0.9999999938784091]
[null,"6, 0.28",6,0.28000000000000003,101655.16516039608,956.81076255533844,0.99999999998828493,null,"6, 0.28",6,0.28000000000000003,178802.12998811889,-225.14825897570699,0.99999999401224982,null,"6, 0.28",6,0.28000000000000003,19261024.19436143,515807.63492465019,0.999999999892211,null,"6, 0.28",6,0.28000000000000003,30128472.617322713,10783996.738680601,0.99999999407428009]
[null,"6, 0.29",6,0.28999999999999998,95397.644929459682,962.79249664209783,0.99999999966028252,null,"6, 0.29",6,0.28999999999999998,171834.38808054276,-248.41378063801676,0.9999999943112533,null,"6, 0.29",6,0.28999999999999998,17985450.47254017,517583.30302512646,0.99999999981329346,null,"6, 0.29",6,0.28999999999999998,28947483.774106454,10780041.61826396,0.99999999436487741]
[null,"6, 0.3",6,0.3,89652.578209040163,966.98111417703331,0.99999999846384635,null,"6, 0.3",6,0.3,165338.77252519643,-272.1079856203869,0.99999999469272727,null,"6, 0.3",6,0.3,16815074.253713526,518938.56964874268,0.99999999865297684,null,"6, 0.3",6,0.3,27846722.036759581,10776015.90321517,0.99999999473753809]
[null,"6, 0.31",6,0.31,84368.001853529626,969.42959560640156,0.99999999654422334,null,"6, 0.31",6,0.31,159267.2228066024,-296.17819656524807,0.99999999514195026,null,"6, 0.31",6,0.31,15739286.118641466,519885.36431217194,0.99999999656164074,null,"6, 0.31",6,0.31,26818022.654675223,10771928.495101929,0.99999999517786897]
[null,"6, 0.32",6,0.32,79498.448110521233,970.19092136714607,0.99999999405099926,null,"6, 0.32",6,0.32,153577.68597371809,-320.5717361336574,0.99999999564296149,null,"6, 0.32",6,0.32,14748802.825488957,520435.61653125286,0.99999999369959991,null,"6, 0.32",6,0.32,25854241.471072398,10767788.295489073,0.99999999567021547]
[null,"6, 0.33",6,0.33,75003.96047032396,969.31807190692052,0.99999999113596705,null,"6, 0.33",6,0.33,148233.20640289976,-345.23592696990818,0.99999999617901647,null,"6, 0.33",6,0.33,13835466.373855522,520601.25582158566,0.99999999023535957,null,"6, 0.33",6,0.33,24949100.287567776,10763604.2059443,0.99999999619811053]
[null,"6, 0.34",6,0.34,70849.283189092908,966.86402766592801,0.9999999879507796,null,"6, 0.34",6,0.34,143201.17619093251,-370.11809173226357,0.99999999673301787,null,"6, 0.34",6,0.34,12992078.52809367,520394.21170008183,0.9999999863434772,null,"6, 0.34",6,0.34,24097059.517352588,10759385.128031969,0.99999999674469897]
[null,"6, 0.35",6,0.35,67003.189750851248,962.88176908390597,0.99999998464441731,null,"6, 0.35",6,0.35,138452.7140521117,-395.16555306781083,0.99999999728791911,null,"6, 0.35",6,0.35,12212263.708058501,519826.41368174553,0.99999998220202135,null,"6, 0.35",6,0.35,23293212.669253312,10755139.963319778,0.99999999729313904]
[null,"6, 0.36",6,0.36,63437.923252508146,957.4242766094394,0.99999998136051904,null,"6, 0.36",6,0.36,133962.14773247746,-420.32563362456858,0.99999999782709925,null,"6, 0.36",6,0.36,11490354.731398961,518909.79128372669,0.99999997798962736,null,"6, 0.36",6,0.36,22533198.417782377,10750877.613374233,0.99999999782697468]
[null,"6, 0.37",6,0.37,60128.727537253188,950.54453068273142,0.99999997823462605,null,"6, 0.37",6,0.37,129706.58035687669,-445.54565606173128,0.99999999833470743,null,"6, 0.37",6,0.37,10821297.084126305,517656.27402102947,0.9999999738821671,null,"6, 0.37",6,0.37,21813126.93209954,10746606.979760647,0.99999999833047915]
[null,"6, 0.38",6,0.38,57053.452359518968,942.29551174724475,0.99999997539140306,null,"6, 0.38",6,0.38,125665.52524754054,-470.77294301893562,0.99999999879597534,null,"6, 0.38",6,0.38,10200568.306355832,516077.791410923,0.99999997004906116,null,"6, 0.38",6,0.38,21129517.837242439,10742336.964047194,0.99999999878896739]
[null,"6, 0.39",6,0.39,54192.219293796326,932.73020024830475,0.99999997294190868,null,"6, 0.39",6,0.39,121820.59692442021,-495.95481715444475,0.99999999919749916,null,"6, 0.39",6,0.39,9624109.7802423351,514186.27296853065,0.99999996664928337,null,"6, 0.39",6,0.39,20479247.719783355,10738076.467799425,0.99999999918907978]
[null,"6, 0.4",6,0.4,51527.137757127144,921.90157662238926,0.99999997098098758,null,"6, 0.4",6,0.4,118155.2484554719,-521.03860112279654,0.99999999952748819,null,"6, 0.4",6,0.4,9088268.7497251034,511993.64821028709,0.99999996382712308,null,"6, 0.4",6,0.4,19859505.507637322,10733834.392582655,0.99999999951903173]
[null,"6, 0.41",6,0.41,49042.062589280751,909.86262131715193,0.99999996958486825,null,"6, 0.41",6,0.41,114654.54724348505,-545.97161756828427,0.99999999977598197,null,"6, 0.41",6,0.41,8589748.825188376,509511.84665250778,0.99999996170779504,null,"6, 0.41",6,0.41,19267754.379654504,10729619.639963865,0.99999999976883414]
[null,"6, 0.42",6,0.42,46722.386264334185,896.66631477233022,0.99999996880904762,null,"6, 0.42",6,0.42,111304.98284336456,-570.70118914730847,0.99999999993503708,null,"6, 0.42",6,0.42,8125567.5588845722,506752.79780995846,0.99999996039300443,null,"6, 0.42",6,0.42,18701699.116699304,10725441.111510038,0.99999999993048205]
[null,"6, 0.43",6,0.43,44554.860095985336,882.36563743278384,0.99999996868654095,null,"6, 0.43",6,0.43,108094.30159560553,-595.17463850602508,0.99999999999888134,null,"6, 0.43",6,0.43,7693019.9400658701,503728.43120014668,0.99999995995659707,null,"6, 0.43",6,0.43,18159258.008392956,10721307.708786964,0.99999999999811262]
[null,"6, 0.44",6,0.44,42527.439823959401,867.01356974244118,0.99999996922657663,null,"6, 0.44",6,0.44,105011.36380974908,-619.33928830176592,0.99999999996403799,null,"6, 0.44",6,0.44,7289646.8680524295,500450.67633908987,0.99999996044044481,null,"6, 0.44",6,0.44,17638538.590754751,10717228.333361626,0.99999999996813316]
[null,"6, 0.45",6,0.45,40629.151788895069,850.66309214057401,0.99999997041380073,null,"6, 0.45",6,0.45,102046.01999004363,-643.14246118068695,0.99999999982942189,null,"6, 0.45",6,0.45,6913207.8288915372,496931.46274220943,0.99999996185072759,null,"6, 0.45",6,0.45,17137816.618824508,10713211.88679862,0.99999999983932009]
[null,"6, 0.46",6,0.46,38849.976562679651,833.36718507437035,0.99999997220805181,null,"6, 0.46",6,0.46,99189.00320558557,-666.53147979360074,0.99999999959640395,null,"6, 0.46",6,0.46,6561657.1359306742,493182.71992564201,0.99999996415479153,null,"6, 0.46",6,0.46,16655517.781986352,10709267.270667315,0.99999999961288677]
[null,"6, 0.47",6,0.47,37180.747434486846,815.17882898170501,0.99999997454474776,null,"6, 0.47",6,0.47,96431.835200441972,-689.45366679597646,0.99999999926884819,null,"6, 0.47",6,0.47,6233123.2035090644,489216.37740582228,0.99999996727876517,null,"6, 0.47",6,0.47,16190201.753506694,10705403.386531115,0.99999999929252492]
[null,"6, 0.48",6,0.48,35613.061586059026,796.15100430930033,0.99999997733591217,null,"6, 0.48",6,0.48,93766.744240007421,-711.8563448311761,0.99999999885311897,null,"6, 0.48",6,0.48,5925890.4114376372,485044.36469864845,0.99999997110611749,null,"6, 0.48",6,0.48,15740548.233879671,10701629.135958195,0.99999999888441482]
[null,"6, 0.49",6,0.49,34139.202143486218,776.33669149735942,0.99999998047185068,null,"6, 0.49",6,0.49,91186.593016991494,-733.68683656584471,0.99999999835805875,null,"6, 0.49",6,0.49,5638383.1901550107,480678.61131972075,0.99999997547733188,null,"6, 0.49",6,0.49,15305344.70315096,10697953.420513868,0.99999999839720688]
[null,"6, 0.5",6,0.5,32752.069582771193,755.7888709930703,0.99999998382346544,null,"6, 0.5",6,0.5,88684.815208686734,-754.89246463309973,0.9999999977949352,null,"6, 0.5",6,0.5,5369152.0156647023,476131.04678606987,0.99999998019085345,null,"6, 0.5",6,0.5,14883475.642962558,10694385.141765594,0.99999999784197169]
[null,"6, 0.51",6,0.51,31445.121205328389,734.56052323430777,0.99999998724517858,null,"6, 0.51",6,0.51,86255.359498088379,-775.42055169213563,0.99999999717735566,null,"6, 0.51",6,0.51,5116861.0521268351,471413.60061323643,0.9999999850054424,null,"6, 0.51",6,0.51,14473913.026592415,10690933.201279163,0.99999999723211808]
[null,"6, 0.52",6,0.52,30212.317597078702,712.7046286650002,0.99999999057841327,null,"6, 0.52",6,0.52,83892.640054115109,-795.21842039562762,0.99999999652114591,null,"6, 0.52",6,0.52,4880277.2203045879,466538.20231693983,0.99999998964402881,null,"6, 0.52",6,0.52,14075707.906297075,10687606.500619888,0.99999999658327476]
[null,"6, 0.53",6,0.53,29048.075148779255,690.27416772861034,0.99999999365556658,null,"6, 0.53",6,0.53,81591.492617842683,-814.23339339159429,0.9999999958441893,null,"6, 0.53",6,0.53,4658260.5035450617,461516.78141325712,0.99999999379912186,null,"6, 0.53",6,0.53,13687982.953030705,10684413.941356182,0.99999999591313216]
[null,"6, 0.54",6,0.54,27947.2238518718,667.32212086720392,0.99999999630438963,null,"6, 0.54",6,0.54,79347.135468044871,-832.41279333271086,0.99999999516622029,null,"6, 0.54",6,0.54,4449755.3308733311,456361.2674190402,0.99999999713977228,null,"6, 0.54",6,0.54,13309925.825084209,10681364.425052643,0.9999999952412395]
[null,"6, 0.55",6,0.55000000000000004,26904.96969842046,643.90146852610633,0.99999999835267772,null,"6, 0.55",6,0.55000000000000004,77155.134645039259,-849.70394286792725,0.99999999450856436,null,"6, 0.55",6,0.55000000000000004,4253782.9001126569,451083.58984988928,0.99999999932003725,null,"6, 0.55",6,0.55000000000000004,12940783.260145511,10678466.853276968,0.99999999458874778]
[null,"6, 0.56",6,0.56000000000000005,25916.861109627691,620.06519114598632,0.99999999963316677,null,"6, 0.56",6,0.56000000000000005,75011.372900549351,-866.05416466016322,0.99999999389381444,null,"6, 0.56",6,0.56000000000000005,4069434.3235274903,445695.67822188139,0.99999999998882649,null,"6, 0.56",6,0.56000000000000005,12579855.8003534,10675730.127594233,0.99999999397808914]
[null,"6, 0.57",6,0.56999999999999995,24978.758898190583,595.86626916984096,0.99999999998852351,null,"6, 0.57",6,0.56999999999999995,72912.021916002093,-881.41078134253621,0.99999999334542899,null,"6, 0.57",6,0.56999999999999995,3895864.4949777815,440209.46205103397,0.99999999880096091,null,"6, 0.57",6,0.56999999999999995,12226493.072608855,10673163.149571657,0.99999999343257773]
[null,"6, 0.58",6,0.57999999999999996,24086.80933799945,571.35768303927034,0.99999999927631755,null,"6, 0.58",6,0.57999999999999996,70853.517394795126,-895.72111557144672,0.99999999288723496,null,"6, 0.58",6,0.57999999999999996,3732286.5915055284,434636.87085342407,0.9999999954292077,null,"6, 0.58",6,0.57999999999999996,11880089.557130018,10670774.820775747,0.99999999297591669]
[null,"6, 0.59",6,0.59,23237.419972511259,546.59241320099682,0.99999999737386891,null,"6, 0.59",6,0.59,68832.536687553409,-908.93249000888318,0.99999999254281058,null,"6, 0.59",6,0.59,3577967.1340820887,428989.83414506912,0.99999998957701031,null,"6, 0.59",6,0.59,11540080.786323644,10668574.042772532,0.99999999263158557]
[null,"6, 0.6",6,0.6,22427.237842286097,521.62344009196386,0.99999999418286434,null,"6, 0.6",6,0.6,66845.978654860111,-920.99222729727626,0.9999999923347187,null,"6, 0.6",6,0.6,3432221.5422807452,423280.28144222498,0.99999998099159149,null,"6, 0.6",6,0.6,11205939.92376937,10666569.717128038,0.99999999242207638]
[null,"6, 0.61",6,0.61,21653.129854076557,496.50374416122213,0.99999998963365599,null,"6, 0.61",6,0.61,64890.945510702812,-931.84765008185059,0.9999999922835483,null,"6, 0.61",6,0.61,3294410.1261945465,417520.14226055145,0.99999996947707093,null,"6, 0.61",6,0.61,10877174.679697348,10664770.74540925,0.9999999923679419]
[null,"6, 0.62",6,0.62,20912.165049683703,471.28630584524944,0.99999998368915988,null,"6, 0.62",6,0.62,62964.726423005457,-941.44608102738857,0.99999999240671489,null,"6, 0.62",6,0.62,3163934.466233118,411721.34611701965,0.99999995490722848,null,"6, 0.62",6,0.62,10553324.524968036,10663186.029182434,0.99999999248660143]
[null,{"$f":"C525&\", \"&D525","v":"6, 0.63"},6,0.63,20201.59856349244,446.02410559402779,0.99999997634829052,null,{"$f":"J525&\", \"&K525","v":"6, 0.63"},6,0.63,61064.782676014205,-949.73484277445823,0.99999999271694817,null,{"$f":"Q525&\", \"&R525","v":"6, 0.63"},6,0.63,3040234.137700737,405895.82252663374,0.99999993723753611,null,{"$f":"X525&\", \"&Y525","v":"6, 0.63"},6,0.63,10233958.170387266,10661824.470013618,0.99999999279083551]
[null,"6, 0.64",6,0.64,19518.85708398882,420.77012384403497,0.99999996764888399,null,"6, 0.64",6,0.64,59188.734223709871,-956.66125798039138,0.99999999322037691,null,"6, 0.64",6,0.64,2922783.7424451415,400055.50100588799,0.99999991651609355,null,"6, 0.64",6,0.64,9918671.2823355105,10660694.96946919,0.99999999328688094]
[null,"6, 0.65",6,0.65,18861.525657290302,395.57734104362316,0.99999995767007488,null,"6, 0.65",6,0.65,57334.347484443635,-962.17264929227531,0.999999993914095,null,"6, 0.65",6,0.65,2811090.2145080627,394212.31107097864,0.99999989289312652,null,"6, 0.65",6,0.65,9607084.4092621244,10659806.429115653,0.99999999397200512]
[null,"6, 0.66",6,0.66,18227.335690355925,370.49873763183132,0.9999999465341024,null,"6, 0.66",6,0.66,55499.524245151501,-966.21633936278522,0.99999999478304458,null,"6, 0.66",6,0.66,2704690.3707165765,388378.18223774433,0.99999986662873308,null,"6, 0.66",6,0.66,9298841.096680142,10659167.750519872,0.99999999483140378]
[null,"6, 0.67",6,0.67,17614.154028535155,345.5872940486297,0.99999993440753998,null,"6, 0.67",6,0.67,53682.291559221027,-968.73965084273368,0.99999999579600785,null,"6, 0.67",6,0.67,2603148.6806245111,382565.04402202368,0.99999983809860282,null,"6, 0.67",6,0.67,8993606.1709674951,10658787.835247397,0.9999999958342074]
[null,"6, 0.68",6,0.68,17019.972996862634,320.89599074586295,0.99999992150193562,null,"6, 0.68",6,0.68,51880.792535722896,-969.68990638665855,0.99999999690042263,null,"6, 0.68",6,0.68,2506055.2332236688,376784.82594138384,0.99999980779747,null,"6, 0.68",6,0.68,8691064.1745975297,10658675.584864736,0.99999999692831565]
[null,"6, 0.69",6,0.69,16442.901307327811,296.4778081565164,0.99999990807385841,null,"6, 0.69",6,0.69,50093.277929578726,-969.0144286416471,0.99999999801562989,null,"6, 0.69",6,0.69,2413023.8804629161,371049.45750957727,0.99999977634008186,null,"6, 0.69",6,0.69,8390917.9374364465,10658839.900938272,0.99999999803366735]
[null,"6, 0.7",6,0.7,15881.155745520538,272.38572672614828,0.99999989442432524,null,"6, 0.7",6,0.7,48318.098452571743,-966.66054026037455,0.99999999902402992,null,"6, 0.7",6,0.7,2323690.5398939741,365370.86824446917,0.99999974445947759,null,"6, 0.7",6,0.7,8092887.27050093,10659289.685034752,0.99999999903342407]
[null,"6, 0.71",6,0.71,15333.053559814269,248.67272690217942,0.99999988089756831,null,"6, 0.71",6,0.71,46553.697734131216,-962.57556389272213,0.99999999975941212,null,"6, 0.71",6,0.71,2237711.6407558401,359760.98766103387,0.99999971300235313,null,"6, 0.71",6,0.71,7796707.7701025195,10660033.838720202,0.999999999762331]
[null,"6, 0.72",6,0.72,14797.00548478416,225.39178912295029,0.9999998678790466,null,"6, 0.72",6,0.72,44798.605868718099,-956.70682219043374,0.99999999999144318,null,"6, 0.72",6,0.72,2154762.6995519693,354231.74527606368,0.99999968292122121,null,"6, 0.72",6,0.72,7502129.7216465408,10661081.263561487,0.99999999999124389]
[null,"6, 0.73",6,0.73,14271.509338042124,202.59589383448474,0.99999985579254835,null,"6, 0.73",6,0.73,43051.433493562676,-949.00163780711591,0.99999999940488438,null,"6, 0.73",6,0.73,2074537.0127034744,348795.0706050396,0.99999965526295143,null,"6, 0.73",6,0.73,7208917.0935298353,10662440.861124039,0.99999999940638828]
[null,"6, 0.74",6,0.74,13755.144136248267,180.33802147628739,0.99999984509611428,null,"6, 0.74",6,0.74,41310.866346585397,-939.40733338985592,0.99999999757149771,null,"6, 0.74",6,0.74,1996744.455203267,343462.8931646347,0.99999963115306356,null,"6, 0.74",6,0.74,6916846.6126142517,10664121.532974958,0.99999999758131408]
[null,"6, 0.75",6,0.75,13246.564681840673,158.6711524957791,0.9999998362763578,null,"6, 0.75",6,0.75,39575.66025968433,-927.87123159039766,0.99999999391171135,null,"6, 0.75",6,0.75,1921110.3753780038,338247.14247050881,0.99999961177480201,null,"6, 0.75",6,0.75,6625706.9136623489,10666132.18068099,0.99999999393861061]
[null,"6, 0.76",6,0.76,12744.496577129261,137.64826732710935,0.99999982984050784,null,"6, 0.76",6,0.76,37844.636547289258,-914.3406550642103,0.99999998764176135,null,"6, 0.76",6,0.76,1847374.5769055285,333159.74803936481,0.99999959834149788,null,"6, 0.76",6,0.76,6335297.7559228791,10668481.705807328,0.99999998769709386]
[null,"6, 0.77",6,0.77,12247.731626901124,117.32234642491676,0.99999982630513351,null,"6, 0.77",6,0.77,36116.677754249125,-898.76292645931244,0.9999999776999684,null,"6, 0.77",6,0.77,1775290.380155805,328212.6393853128,0.99999959205993083,null,"6, 0.77",6,0.77,6045429.3007615255,10671179.009921074,0.999999977798113]
[null,"6, 0.78",6,0.78,11755.123594672468,97.746370224049315,0.99999982617993866,null,"6, 0.78",6,0.78,34390.723730805264,-881.08536842372268,0.99999996264261704,null,"6, 0.78",6,0.78,1704623.7557361547,323417.74602743983,0.99999959408120942,null,"6, 0.78",6,0.78,5755921.4448585678,10674232.994587898,0.99999996280141767]
[null,"6, 0.79",6,0.79,11265.584281249689,78.973319166805595,0.99999982994414038,null,"6, 0.79",6,0.79,32665.768005667822,-861.25530361291021,0.99999994049483576,null,"6, 0.79",6,0.79,1635152.5238434793,318786.99747920036,0.99999960543388489,null,"6, 0.79",6,0.79,5466603.2040496916,10677652.561375618,0.99999994073594034]
[null,"6, 0.8",6,0.8,10778.079897398868,61.056173699209467,0.99999983801156045,null,"6, 0.8",6,0.8,30940.854431111449,-839.22005467815325,0.99999990853371989,null,"6, 0.8",6,0.8,1566665.6136647786,314332.32325822115,0.99999962693125855,null,"6, 0.8",6,0.8,5177312.1433788249,10681446.61184907,0.99999990888264534]
[null,"6, 0.81",6,0.81,10291.62770520634,44.047914260765538,0.99999985067836239,null,"6, 0.81",6,0.81,29215.074076582368,-814.92694427119568,0.99999986296743859,null,"6, 0.81",6,0.81,1498962.3776371276,310065.65287908912,0.99999965904060062,null,"6, 0.81",6,0.81,4887893.8493691869,10685624.047575474,0.99999986345301473]
[null,"6, 0.82",6,0.82,9805.2929051931351,28.001521300291643,0.99999986804378238,null,"6, 0.82",6,0.82,27487.562349602642,-788.32329503819346,0.99999979845122045,null,"6, 0.82",6,0.82,1431851.9558835267,305998.91586041451,0.99999970169532526,null,"6, 0.82",6,0.82,4598201.4409087338,10690193.770121336,0.9999997991037447]
[null,"6, 0.83",6,0.83,9318.1857484577013,12.969975254964083,0.99999988988828414,null,"6, 0.83",6,0.83,25757.496324801654,-759.3564296355471,0.99999970734133969,null,"6, 0.83",6,0.83,1365152.6865934227,302144.04171565175,0.9999997540205543,null,"6, 0.83",6,0.83,4308095.1154932203,10695164.681051731,0.99999970818812489]
[null,"6, 0.84",6,0.84,8829.4588550937533,-0.99374342919327319,0.9999999154835294,null,"6, 0.84",6,0.84,24024.092263731221,-727.9736707136035,0.99999957851677157,null,"6, 0.84",6,0.84,1298691.5585186069,298512.95996150374,0.99999981392520088,null,"6, 0.84",6,0.84,4017441.7278805054,10700545.681934357,0.99999957957248498]
[null,"6, 0.85",6,0.85,8338.304721896493,-13.836654312210158,0.9999999432911526,null,"6, 0.85",6,0.85,22286.603309752496,-694.12234091805294,0.9999993954652886,null,"6, 0.85",6,0.85,1232303.7021166929,295117.60011520982,0.99999987748499697,null,"6, 0.85",6,0.85,3726114.3984869099,10706345.674335599,0.99999939671181626]
[null,"6, 0.86",6,0.86,7843.9534039497339,-25.505776950856671,0.99999997047631595,null,"6, 0.86",6,0.86,20544.317343744744,-657.74976290529594,0.99999913307345811,null,"6, 0.86",6,0.86,1165831.916196113,291969.89169105887,0.99999993799200948,null,"6, 0.86",6,0.86,3433992.1491047465,10712573.559820831,0.999999134418318]
[null,"6, 0.87",6,0.87,7345.670356103411,-35.948130897013471,0.99999999210501278,null,"6, 0.87",6,0.87,18796.554987696196,-618.80325932754204,0.99999875203848776,null,"6, 0.87",6,0.87,1099126.2272062518,289081.76420685649,0.99999998446084293,null,"6, 0.87",6,0.87,3140959.5637427596,10719238.239957094,0.99999875322805964]
[null,"6, 0.88",6,0.88,6842.754421623561,-45.110735714086331,0.99999999978564968,null,"6, 0.88",6,0.88,17042.667744413793,-577.23015283420682,0.99999818870500035,null,"6, 0.88",6,0.88,1032043.4785761135,286465.14717781544,0.99999999922817984,null,"6, 0.88",6,0.88,2846906.4725911184,10726348.616310477,0.9999981891387939]
[null,"6, 0.89",6,0.89,6334.535956438418,-52.940610962221399,0.99999997930076301,null,"6, 0.89",6,0.89,15282.03626264573,-532.97776607284322,0.99999733559254766,null,"6, 0.89",6,0.89,964446.9477378719,284131.97011959553,0.99999995399682839,null,"6, 0.89",6,0.89,2551727.6572921136,10733913.590447783,0.99999733390937762]
[null,"6, 0.9",6,0.9,5820.3750784347139,-59.384776188642718,0.99999990632984448,null,"6, 0.9",6,0.9,13514.068717862561,-485.99342170124874,0.99999600165600122,null,"6, 0.9",6,0.9,896205.98868226132,282094.16254915297,0.9999998031242715,null,"6, 0.9",6,0.9,2255322.5758595038,10741942.063934863,0.9999959947587661]
[null,"6, 0.91",6,0.91,5299.6600321857759,-64.390250955475494,0.9999997383917022,null,"6, 0.91",6,0.91,11738.199299799788,-436.22444236604497,0.99999382459439634,null,"6, 0.91",6,0.91,827195.69808175252,280363.65398290753,0.99999947184469373,null,"6, 0.91",6,0.91,1957595.1057350016,10750442.938338697,0.99999380517107217]
[null,"6, 0.92",6,0.92,4771.8056603267469,-67.904054818791337,0.99999939887006262,null,"6, 0.92",6,0.92,9953.8867986392197,-383.61815071827732,0.99999005712092492,null,"6, 0.92",6,0.92,757296.60318828607,278952.37393480539,0.99999883475921691,null,"6, 0.92",6,0.92,1658453.3036019844,10759425.115225047,0.99999000666450655]
[null,"6, 0.93",6,0.93,4236.2519735517171,-69.873207342578098,0.99999874329680949,null,"6, 0.93",6,0.93,8160.6132824044134,-328.12186941108666,0.99998297293242955,null,"6, 0.93",6,0.93,686394.36986661528,277872.25192257762,0.99999767463941591,null,"6, 0.93",6,0.93,1357809.1806951021,10768897.496160448,0.99998283910518737]
[null,"6, 0.94",6,0.94,3692.4628118865685,-70.244728073128499,0.99999748238249653,null,"6, 0.94",6,0.94,6357.8828587773924,-269.68292109563481,0.99996788420312432,null,"6, 0.94",6,0.94,614379.52926381445,277135.21746264398,0.99999559884575251,null,"6, 0.94",6,0.94,1055578.492451767,10778868.982711285,0.99996749075739366]
[null,"6, 0.95",6,0.95,3139.9245905143507,-68.96563657396473,0.99999498767578343,null,"6, 0.95",6,0.95,4545.2205151166827,-208.24862842226867,0.99992841172801816,null,"6, 0.95",6,0.95,541147.22174186434,276753.20006991923,0.99999185725436468,null,"6, 0.95",6,0.95,751680.54144886194,10789348.476443797,0.99992696333196818]
[null,"7, 0.05",7,0.05,1155076.9842606885,-2752.4576052427292,0.99999996929865131,null,"7, 0.05",7,0.05,1124762.8124207058,-65.636030238121748,0.99999999407502937,null,"7, 0.05",7,0.05,225385648.50913042,-236657.73252391815,0.99999996956373649,null,"7, 0.05",7,0.05,221467278.0394285,7108914.4793207645,0.99999999459976718]
[null,"7, 0.06",7,0.06,948120.46400443302,-2635.4452000651509,0.99999997612870895,null,"7, 0.06",7,0.06,916097.7887143814,-53.516882874071598,0.99999999582120147,null,"7, 0.06",7,0.06,185015956.87624186,-213940.50691461563,0.99999997633872284,null,"7, 0.06",7,0.06,180269962.54771087,7111428.012111187,0.99999999619340274]
[null,"7, 0.07",7,7.0000000000000007E-2,800689.15560010017,-2521.8566291332245,0.99999998197230922,null,"7, 0.07",7,7.0000000000000007E-2,767576.34592441306,-42.464833641424775,0.99999999722300492,null,"7, 0.07",7,7.0000000000000007E-2,156257258.20202363,-191888.79358792305,0.99999998213417807,null,"7, 0.07",7,7.0000000000000007E-2,150949000.03686067,7113733.1629853249,0.99999999747298096]
[null,"7, 0.08",7,0.08,690451.95905815938,-2411.6408480200917,0.99999998688092573,null,"7, 0.08",7,0.08,656635.49566407886,-32.42879756167531,0.99999999830575048,null,"7, 0.08",7,0.08,134753645.46001086,-170492.65190863609,0.99999998700143555,null,"7, 0.08",7,0.08,129048950.01007546,7115839.6749277115,0.99999999846117615]
[null,"7, 0.09",7,0.09,605002.70771775872,-2304.7468123026192,0.99999999090926606,null,"7, 0.09",7,0.09,570740.24438519846,-23.357689643278718,0.99999999909623716,null,"7, 0.09",7,0.09,118085170.30216724,-149742.14124083519,0.99999999099501669,null,"7, 0.09",7,0.09,112094567.74690939,7117757.2909193039,0.99999999918209381]
[null,"7, 0.1",7,0.1,536897.70158238732,-2201.1234775520861,0.99999999411483631,null,"7, 0.1",7,0.1,502369.59595886408,-15.200424896553159,0.99999999962254382,null,"7, 0.1",7,0.1,104799863.71967113,-129627.32094979286,0.99999999417219554,null,"7, 0.1",7,0.1,98600706.415095001,7119495.7539429665,0.99999999966108943]
[null,"7, 0.11",7,0.11,481400.04065426684,-2100.719799362123,0.99999999655747551,null,"7, 0.11",7,0.11,446737.46193940798,-7.905918350443244,0.99999999991379274,null,"7, 0.11",7,0.11,93973745.434181526,-110138.25040102005,0.99999999659253491,null,"7, 0.11",7,0.11,87622272.575916678,7121064.806978941,0.99999999992455901]
[null,"7, 0.12",7,0.12,435351.79160154349,-2003.4847332984209,0.99999999829886388,null,"7, 0.12",7,0.12,400653.11669638404,-1.4230850115418434,0.99999999999988365,null,"7, 0.12",7,0.12,84990828.593471035,-91264.988958835602,0.9999999983173975,null,"7, 0.12",7,0.12,78529203.936897263,7122474.1930117607,0.99999999999970179]
[null,"7, 0.13",7,0.13,396566.69288678095,-1909.3672349452972,0.99999999940201367,null,"7, 0.13",7,0.13,361907.5963317916,4.2991600967943668,0.99999999991119948,null,"7, 0.13",7,0.13,77424660.761382207,-72997.595988750458,0.9999999994094374,null,"7, 0.13",7,0.13,70885303.526321813,7123733.6550221443,0.99999999991425448]
[null,"7, 0.14",7,0.14000000000000001,363483.12912609556,-1818.3162598721683,0.99999999993074562,null,"7, 0.14",7,0.14000000000000001,328923.06948991545,9.3119019670411944,0.99999999967829023,null,"7, 0.14",7,0.14000000000000001,70970633.054945499,-55326.130856275558,0.99999999993208211,null,"7, 0.14",7,0.14000000000000001,64379002.078679748,7124852.9359912872,0.99999999969620168]
[null,"7, 0.15",7,0.15,334955.91570463986,-1730.2807636661455,0.99999999994916133,null,"7, 0.15",7,0.15,300542.45984323189,13.666225578635931,0.99999999933153216,null,"7, 0.15",7,0.15,65405365.626649909,-38240.65292596817,0.99999999994900723,null,"7, 0.15",7,0.15,58781815.465929896,7125841.7789022923,0.99999999937346218]
[null,"7, 0.16",7,0.16,310126.1641612777,-1645.2097018938512,0.99999999952111507,null,"7, 0.16",7,0.16,275897.960146097,17.413215924054384,0.9999999989007714,null,"7, 0.16",7,0.16,60561323.590862073,-21731.221561908722,0.99999999952361374,null,"7, 0.16",7,0.16,53922380.592041343,7126709.9267380238,0.99999999897355685]
[null,"7, 0.17",7,0.17,288337.0774374936,-1563.0520301414654,0.99999999870969425,null,"7, 0.17",7,0.17,254325.95309301943,20.603957979008555,0.99999999841495379,null,"7, 0.17",7,0.17,56310392.035038948,-5787.8961296081543,0.99999999871851342,null,"7, 0.17",7,0.17,49669655.089461088,7127467.1224794388,0.99999999852326005]
[null,"7, 0.18",7,0.18,269077.81337666448,-1483.756703988649,0.99999999757671509,null,"7, 0.18",7,0.18,235310.29189083885,23.289536728523672,0.99999999790174587,null,"7, 0.18",7,0.18,52552926.027202629,9599.2640047073364,0.99999999759502967,null,"7, 0.18",7,0.18,45921717.116759077,7128123.1091082096,0.9999999980482408]
[null,"7, 0.19",7,0.19,251945.0755393506,-1407.2726790085435,0.99999999618223834,null,"7, 0.19",7,0.19,218443.49222916536,25.521037159487605,0.99999999738715506,null,"7, 0.19",7,0.19,49210258.515791483,24440.199477672577,0.99999999621271951,null,"7, 0.19",7,0.19,42598102.06227988,7128687.6296067238,0.99999999757269764]
[null,"7, 0.2",7,0.2,236616.22677400045,-1333.5489107742906,0.99999999458411326,null,"7, 0.2",7,0.2,203399.56665968709,27.349544258788228,0.99999999689515218,null,"7, 0.2",7,0.2,46219455.859556332,38744.850923299789,0.99999999462892319,null,"7, 0.2",7,0.2,39634438.236699224,7129170.4269583225,0.9999999971189939]
[null,"7, 0.21",7,0.21,222830.08462459635,-1262.5343548739329,0.99999999283755425,null,"7, 0.21",7,0.21,189914.62058139013,28.826143002137542,0.99999999644730753,null,"7, 0.21",7,0.21,43529571.777485885,52523.158976793289,0.99999999289834729,null,"7, 0.21",7,0.21,36978615.224849857,7129581.2441437244,0.99999999670730078]
[null,"7, 0.22",7,0.22,210372.95435439597,-1194.1779668750241,0.99999999099475523,null,"7, 0.22",7,0.22,177772.74022980771,30.001918385736644,0.99999999606244272,null,"7, 0.22",7,0.22,41098922.948752664,65785.064274311066,0.99999999107268545,null,"7, 0.22",7,0.22,34587997.232503973,7129929.8241450787,0.99999999635525227]
[null,"7, 0.23",7,0.23,199068.30552869971,-1128.4287023562938,0.99999998910454735,null,"7, 0.23",7,0.23,166795.56206038117,30.927955383434892,0.99999999575630849,null,"7, 0.23",7,0.23,38893075.325716719,78540.50744843483,0.99999998920028177,null,"7, 0.23",7,0.23,32427363.386169065,7130225.9099452496,0.99999999607762213]
[null,"7, 0.24",7,0.24,188769.02945192449,-1065.2355169029906,0.99999998721210159,null,"7, 0.24",7,0.24,156834.44978597775,31.655338987708092,0.99999999554129626,null,"7, 0.24",7,0.24,36883333.868677966,90799.429136514664,0.99999998732583939,null,"7, 0.24",7,0.24,30467362.957934745,7130479.244525671,0.99999999588602861]
[null,"7, 0.25",7,0.25,179351.55481978017,-1004.5473660891876,0.9999999853586804,null,"7, 0.25",7,0.25,147764.54892540621,32.235154174268246,0.99999999542618778,null,"7, 0.25",7,0.25,35045594.7442884,102571.7699713707,0.99999998549017854,null,"7, 0.25",7,0.25,28683341.33635623,7130699.5708677769,0.99999999578867427]
[null,"7, 0.26",7,0.26,170711.32129786769,-946.31320548988879,0.99999998358144093,null,"7, 0.26",7,0.26,139480.21337919676,32.718485937453806,0.99999999541595297,null,"7, 0.26",7,0.26,33359462.401253488,113867.47059082985,0.99999998373004328,null,"7, 0.26",7,0.26,27054436.927134097,7130896.6319551468,0.99999999579012921]
[null,"7, 0.27",7,0.27,162759.25897169893,-890.48199068754911,0.99999998191328854,null,"7, 0.27",7,0.27,131891.44832187553,33.156419253908098,0.99999999551159913,null,"7, 0.27",7,0.27,31807562.851433549,124696.47162699699,0.99999998207796159,null,"7, 0.27",7,0.27,25562878.742531843,7131080.1707684994,0.99999999589116162]
[null,"7, 0.28",7,0.28000000000000003,155419.022200284,-837.0026772543788,0.99999998038278315,null,"7, 0.28",7,0.28000000000000003,124921.11533160739,33.600039110518992,0.99999999571007858,null,"7, 0.28",7,0.28000000000000003,30375004.104994465,135068.71371650696,0.999999980562154,null,"7, 0.28",7,0.28000000000000003,24193434.507346697,7131259.930290699,0.99999999608862533]
[null,"7, 0.29",7,0.28999999999999998,148624.79577587295,-785.82422076817602,0.99999997901409654,null,"7, 0.29",7,0.28999999999999998,118502.71576887956,34.100430494174361,0.99999999600426015,null,"7, 0.29",7,0.28999999999999998,29048948.239665501,144994.13749504089,0.9999999792064963,null,"7, 0.29",7,0.28999999999999998,22932972.94985218,7131445.653503418,0.99999999637540615]
[null,"7, 0.3",7,0.3,142319.53985174937,-736.89557681418955,0.99999997782701977,null,"7, 0.3",7,0.3,112578.61747944752,34.708678383380175,0.99999999638296477,null,"7, 0.3",7,0.3,27818269.056145366,154482.68359494209,0.99999997803052787,null,"7, 0.3",7,0.3,21770113.634551976,7131647.083388567,0.99999999674043438]
[null,"7, 0.31",7,0.31,136453.57456141803,-690.16570095717907,0.99999997683701802,null,"7, 0.31",7,0.31,107098.62471606597,35.475867768749595,0.99999999683107232,null,"7, 0.31",7,0.31,26673275.993752241,163544.29265332222,0.99999997704950949,null,"7, 0.31",7,0.31,20694944.569239628,7131873.9629286528,0.99999999716876375]
[null,"7, 0.32",7,0.32,130983.43002169594,-645.58354878798127,0.99999997605533042,null,"7, 0.32",7,0.32,102018.81619989543,36.453083630651236,0.99999999732969458,null,"7, 0.32",7,0.32,25605489.81188957,172188.90530490875,0.99999997627452475,null,"7, 0.32",7,0.32,19698792.76073448,7132136.0351058245,0.99999999764172043]
[null,"7, 0.33",7,0.33,125870.9054261493,-603.09807587880641,0.99999997548911235,null,"7, 0.33",7,0.33,97300.594443470778,37.691410957835615,0.99999999785642069,null,"7, 0.33",7,0.33,24607459.056699749,180426.46218490601,0.99999997571262211,null,"7, 0.33",7,0.33,18774036.48775658,7132443.0429018736,0.9999999981371227]
[null,"7, 0.34",7,0.34,121082.29418086592,-562.65823780372739,0.99999997514161398,null,"7, 0.34",7,0.34,92909.902840205221,39.241934731602669,0.99999999838562725,null,"7, 0.34",7,0.34,23672608.915955499,188266.90392780304,0.99999997536699436,null,"7, 0.34",7,0.34,17913950.702117715,7132804.7292989492,0.99999999862956923]
[null,"7, 0.35",7,0.35,116587.74187409534,-524.21299014985561,0.99999997501239457,null,"7, 0.35",7,0.35,88816.576967121946,41.155739931389689,0.99999999888885427,null,"7, 0.35",7,0.35,22795115.984541267,195720.17116737366,0.99999997523719053,null,"7, 0.35",7,0.35,17112578.932565499,7133230.8372778893,0.99999999909079462]
[null,{"$f":"C589&\", \"&D589","v":"7, 0.36"},7,0.36,112360.71125094773,-487.71128848381341,0.999999975097564,null,{"$f":"J589&\", \"&K589","v":"7, 0.36"},7,0.36,84993.804003796875,43.48391155153513,0.99999999933523909,null,{"$f":"Q589&\", \"&R589","v":"7, 0.36"},7,0.36,21969803.902354233,202796.20454120636,0.99999997531935758,null,{"$f":"X589&\", \"&Y589","v":"7, 0.36"},7,0.36,16364626.537986644,7133731.1098226309,0.99999999949008755]
[null,"7, 0.37",7,0.37,108377.5339489543,-453.10208839084953,0.99999997539005125,null,"7, 0.37",7,0.37,81417.669813095228,46.277534568682313,0.99999999969200615,null,"7, 0.37",7,0.37,21192055.915789295,209504.94468164444,0.99999997560650489,null,"7, 0.37",7,0.37,15665371.270901771,7134315.2899148464,0.99999999979476684]
[null,"7, 0.38",7,0.38,104617.03301222152,-420.33434544224292,0.99999997587989031,null,"7, 0.38",7,0.38,78066.777535475383,49.587693971581757,0.99999999992500088,null,"7, 0.38",7,0.38,20457741.245304964,215856.3322262764,0.99999997608878932,null,"7, 0.38",7,0.38,15010587.962513547,7134993.1205358505,0.99999999997070943]
[null,"7, 0.39",7,0.39,101060.20348033242,-389.35701521951705,0.99999997655452422,null,"7, 0.39",7,0.39,74921.924861092048,53.465474746190012,0.99999999999926559,null,"7, 0.39",7,0.39,19763152.781056345,221860.30780911446,0.99999997675381469,null,"7, 0.39",7,0.39,14396484.794670498,7135774.3446681499,0.99999999998292077]
[null,"7, 0.4",7,0.4,97689.940888911544,-360.11905330140144,0.99999997739911861,null,"7, 0.4",7,0.4,71965.829711084793,57.961961871013045,0.99999999987964383,null,"7, 0.4",7,0.4,19104954.124183051,227526.81206440926,0.9999999775869417,null,"7, 0.4",7,0.4,13819649.1310363,7136668.7052941322,0.99999999979614274]
[null,"7, 0.41",7,0.41,94490.809501815325,-332.56941526290029,0.99999997839688159,null,"7, 0.41",7,0.41,69182.896063067208,63.128240332007408,0.99999999953140695,null,"7, 0.41",7,0.41,18480134.378152519,232865.78562784195,0.99999997857160516,null,"7, 0.41",7,0.41,13277001.275405025,7137685.945395112,0.99999999937548467]
[null,"7, 0.42",7,0.42,91448.843653008953,-306.6570566855371,0.99999997952938735,null,"7, 0.42",7,0.42,66559.013230118187,69.01539511512965,0.99999999892089275,null,"7, 0.42",7,0.42,17885969.398482904,237887.16913294792,0.99999997968963106,null,"7, 0.42",7,0.42,12765754.835971275,7138835.8079530001,0.99999999868707401]
[null,"7, 0.43",7,0.43,88551.376808181842,-282.33093314245343,0.99999998077689745,null,"7, 0.43",7,0.43,64081.383147355853,75.674511206336319,0.9999999980161457,null,"7, 0.43",7,0.43,17319988.449481349,242600.90321755409,0.99999998092155529,null,"7, 0.43",7,0.43,12283382.62016738,7140128.0359512568,0.99999999769871106]
[null,"7, 0.44",7,0.44,85786.893936142631,-259.5400002123788,0.99999998211867835,null,"7, 0.44",7,0.44,61738.371210342237,83.156673586927354,0.99999999678755302,null,"7, 0.44",7,0.44,16779945.407790765,247016.92851448059,0.99999998224693532,null,"7, 0.44",7,0.44,11827587.180204557,7141572.3723707199,0.99999999638052262]
[null,"7, 0.45",7,0.45,83144.90356402802,-238.23321347590536,0.99999998353331043,null,"7, 0.45",7,0.45,59519.377001700384,91.512967242859304,0.99999999520846206,null,"7, 0.45",7,0.45,16263793.805463534,251145.18566012383,0.99999998364465559,null,"7, 0.45",7,0.45,11396275.285875252,7143178.560193181,0.99999999470560097]
[null,"7, 0.46",7,0.46,80615.826520962757,-218.35952850710601,0.99999998499898735,null,"7, 0.46",7,0.46,57414.721879477474,100.79447715822607,0.99999999325577671,null,"7, 0.46",7,0.46,15769665.128286637,254995.61528778076,0.99999998509322041,null,"7, 0.46",7,0.46,10987535.726989921,7144956.3424019814,0.99999999265062312]
[null,"7, 0.47",7,0.47,78190.898884656854,-199.86790088471025,0.99999998649380228,null,"7, 0.47",7,0.47,55415.550915929503,111.05228831712157,0.99999999091052194,null,"7, 0.47",7,0.47,15295849.884533271,258578.15803384781,0.99999998657103784,null,"7, 0.47",7,0.47,10599619.949545408,7146915.4619787931,0.9999999901964397]
[null,"7, 0.48",7,0.48,75862.087059677695,-182.70728618465364,0.9999999879960203,null,"7, 0.48",7,0.48,53513.74709395766,122.33748570363969,0.99999998815837177,null,"7, 0.48",7,0.48,14840781.040120514,261902.75453281403,0.99999998805668544,null,"7, 0.48",7,0.48,10230925.112372132,7149065.6619050503,0.99999998732862672]
[null,"7, 0.49",7,0.49,73622.013254301564,-166.82663999311626,0.99999998948433488,null,"7, 0.49",7,0.49,51701.856010103977,134.70115430280566,0.99999998499013387,null,"7, 0.49",7,0.49,14403019.482115088,264979.34541916847,0.99999998952916336,null,"7, 0.49",7,0.49,9879979.2184776329,7151416.6851627827,0.99999998403799473]
[null,"7, 0.5",7,0.5,71463.889900142502,-152.17491787392646,0.99999999093810732,null,"7, 0.5",7,0.5,49973.01961318704,148.1943791010417,0.99999998140218915,null,"7, 0.5",7,0.5,13981241.226618363,267817.87132930756,0.99999999096812942,null,"7, 0.5",7,0.5,9545428.0306288265,7153978.2747349739,0.99999998032105086]
[null,"7, 0.51",7,0.51,69381.46178711945,-138.70107541419566,0.99999999233758974,null,"7, 0.51",7,0.51,48320.917738392709,162.86824507871643,0.99999997739688118,null,"7, 0.51",7,0.51,13574226.131606126,270428.27289772034,0.99999999235411807,null,"7, 0.51",7,0.51,9226023.5262775961,7156760.1736030579,0.99999997618040848]
[null,"7, 0.52",7,0.52,67368.954875157549,-126.35406818985939,0.99999999366412973,null,"7, 0.52",7,0.52,46739.716387430839,178.77383722411469,0.9999999729828557,null,"7, 0.52",7,0.52,13180847.912132947,272820.4907579422,0.99999999366874137,null,"7, 0.52",7,0.52,8920613.6846102849,7159772.124748826,0.99999997162514498]
[null,"7, 0.53",7,0.53,65421.030900791418,-115.08285177964717,0.99999999490035829,null,"7, 0.53",7,0.53,45224.021863769267,195.96224051620811,0.99999996817535008,null,"7, 0.53",7,0.53,12800065.285890788,275004.46554589272,0.99999999489487312,null,"7, 0.53",7,0.53,8628133.4297803249,7163023.8711546659,0.99999996667110447]
[null,"7, 0.54",7,0.54,63532.747027478857,-104.83638175670058,0.99999999603036061,null,"7, 0.54",7,0.54,43768.840003952057,214.48453994514421,0.99999996299643046,null,"7, 0.54",7,0.54,12430914.1025944,276990.13789772987,0.99999999601681711,null,"7, 0.54",7,0.54,8347596.5804482643,7166525.1558026075,0.99999996134114721]
[null,"7, 0.55",7,0.55000000000000004,61699.519897699138,-95.563613701611757,0.99999999703983133,null,"7, 0.55",7,0.55000000000000004,42369.539856411116,234.39182049315423,0.99999995747518367,null,"7, 0.55",7,0.55000000000000004,12072500.331979321,278787.44844770432,0.99999999702045828,null,"7, 0.55",7,0.55000000000000004,8078088.677553907,7170285.721675396,0.99999995566534694]
[null,"7, 0.56",7,0.56000000000000005,59917.093536611414,-87.213503192178905,0.99999999791621441,null,"7, 0.56",7,0.56000000000000005,41021.821251833135,255.73516714340076,0.99999995164786248,null,"7, 0.56",7,0.56000000000000005,11723993.803085679,280406.33782958984,0.99999999789340088,null,"7, 0.56",7,0.56000000000000005,7818760.5805413648,7174315.3117538691,0.9999999496811387]
[null,"7, 0.57",7,0.56999999999999995,58181.510634276114,-79.735005808994174,0.99999999864882894,null,"7, 0.57",7,0.56999999999999995,39721.685787172486,278.56566488230601,0.99999994555798899,null,"7, 0.57",7,0.56999999999999995,11384622.602564812,281856.7466802597,0.99999999862509148,null,"7, 0.57",7,0.56999999999999995,7568822.7376656746,7178623.6690211296,0.99999994343342069]
[null,"7, 0.58",7,0.57999999999999996,56489.08679868032,-73.077077121473849,0.99999999922898419,null,"7, 0.58",7,0.57999999999999996,38465.410811317677,302.93439869303256,0.99999993925642039,null,"7, 0.58",7,0.57999999999999996,11053668.052471412,283148.61563360691,0.99999999920693161,null,"7, 0.58",7,0.57999999999999996,7327540.0490263551,7183220.5364583731,0.99999993697461387]
[null,"7, 0.59",7,0.59,54836.387427100366,-67.188672714866698,0.99999999965008246,null,"7, 0.59",7,0.59,37249.526056283445,328.89245355781168,0.99999993280138166,null,"7, 0.59",7,0.59,10730460.198788691,284291.88532447815,0.99999999963237873,null,"7, 0.59",7,0.59,7094227.2520043198,7188115.657047987,0.99999993036468293]
[null,"7, 0.6",7,0.6,53220.206890327332,-62.018748165108263,0.9999999999077146,null,"7, 0.6",7,0.6,36070.792605283445,356.49091446539387,0.99999992625846601,null,"7, 0.6",7,0.6,10414373.751100948,285296.49638867378,0.99999999989704014,null,"7, 0.6",7,0.6,6868244.7681550747,7193318.7737722397,0.99999992367112467]
[null,"7, 0.61",7,0.61,51637.549764346331,-57.516259045340121,0.99999999999974931,null,"7, 0.61",7,0.61,34926.18392951745,385.78086639940739,0.99999991970061008,null,"7, 0.61",7,0.61,10104824.421642715,286172.38946080208,0.99999999999875944,null,"7, 0.61",7,0.61,6648994.9586042808,7198839.6296131611,0.99999991696892343]
[null,"7, 0.62",7,0.62,50085.613878304801,-53.630160937085748,0.99999999992641597,null,"7, 0.62",7,0.62,33812.868760107791,416.81339434115216,0.99999991320804316,null,"7, 0.62",7,0.62,9801265.618633382,286929.50517570972,0.9999999999376995,null,"7, 0.62",7,0.62,6435918.7418242963,7204687.9675529003,0.99999991034048008]
[null,"7, 0.63",7,0.63,48561.774976959867,-50.309409419074655,0.99999999969038844,null,"7, 0.63",7,0.63,32728.195591280099,449.63958327798173,0.99999990686820972,null,"7, 0.63",7,0.63,9503185.4545323793,287577.78416895866,0.99999999971642328,null,"7, 0.63",7,0.63,6228492.5335273705,7210873.5305728912,0.99999990387551085]
[null,"7, 0.64",7,0.64,47063.572821021255,-47.502960068173707,0.99999999929686645,null,"7, 0.64",7,0.64,31669.678636370929,484.31051819305867,0.99999990077566547,null,"7, 0.64",7,0.64,9210104.0347704291,288127.16707491875,0.99999999933997386,null,"7, 0.64",7,0.64,6026225.4734437009,7217406.0616559982,0.99999989767091446]
[null,"7, 0.65",7,0.65,45588.698570539709,-45.159768462181091,0.99999999875366063,null,"7, 0.65",7,0.65,30634.985080203875,520.87728407047689,0.99999989503193343,null,"7, 0.65",7,0.65,8921570.9967517424,288587.59452843666,0.99999999881595836,null,"7, 0.65",7,0.65,5828656.9080893369,7224295.3037840128,0.99999989183060145]
[null,"7, 0.66",7,0.66,44134.9833152598,-43.228790175169706,0.99999999807128204,null,"7, 0.66",7,0.66,29621.923490340374,559.3909658966586,0.99999988974531184,null,"7, 0.66",7,0.66,8637163.272583304,288969.00716543198,0.99999999815463592,null,"7, 0.66",7,0.66,5635354.1023732945,7231550.9999387264,0.99999988646526827]
[null,"7, 0.67",7,0.67,42700.38763210558,-41.658980789594352,0.99999999726303834,null,"7, 0.67",7,0.67,28628.433266129352,599.90264865243807,0.99999988503060744,null,"7, 0.67",7,0.67,8356483.0521567594,289281.34561991692,0.99999999736901146,null,"7, 0.67",7,0.67,5445910.1561353887,7239182.8931024075,0.99999988169209819]
[null,"7, 0.68",7,0.68,41282.992064064347,-40.399295876733959,0.9999999963451377,null,"7, 0.68",7,0.68,27652.575018722688,642.46341732563451,0.99999988100876003,null,"7, 0.68",7,0.68,8079155.9259583568,289534.55052757263,0.99999999647493898,null,"7, 0.68",7,0.68,5259942.1045189817,7247200.7262570858,0.99999987763434772]
[null,"7, 0.69",7,0.69,39880.988426993805,-39.398691021837294,0.99999999533680339,null,"7, 0.69",7,0.69,26692.521787611277,687.1243568980135,0.99999987780630395,null,"7, 0.69",7,0.69,7804829.1893737102,289738.56252276897,0.99999999549123264,null,"7, 0.69",7,0.69,5077089.1835286887,7255614.242384553,0.99999987442076999]
[null,"7, 0.7",7,0.7,38492.671861559676,-38.606121802702546,0.99999999426039565,null,"7, 0.7",7,0.7,25746.551010029449,733.9365523532033,0.99999987555458769,null,"7, 0.7",7,0.7,7533170.2923378041,289903.32224082947,0.99999999443978826,null,"7, 0.7",7,0.7,4897011.2442545695,7264433.1844671965,0.99999987218478992]
[null,"7, 0.71",7,0.71,37116.43355684085,-37.970543787814677,0.99999999314154198,null,"7, 0.71",7,0.71,24813.037169001003,782.95108868181705,0.9999998743886338,null,"7, 0.71",7,0.71,7263865.4200005615,290038.77031743526,0.99999999334571044,null,"7, 0.71",7,0.71,4719387.3011055542,7273667.2954868078,0.999999871063316]
[null,"7, 0.72",7,0.72,35750.754080300838,-37.440912562422454,0.99999999200926948,null,"7, 0.72",7,0.72,23890.445054048625,834.21905086096376,0.99999987444546889,null,"7, 0.72",7,0.72,6996618.1916702464,290154.8473867178,0.99999999223744329,null,"7, 0.72",7,0.72,4543914.201023411,7283326.3184262514,0.99999987119501432]
[null,"7, 0.73",7,0.73,34394.197255980478,-36.966183703392744,0.99999999089613001,null,"7, 0.73",7,0.73,22977.323575816903,887.79152387613431,0.99999987586166827,null,"7, 0.73",7,0.73,6731148.4666930316,290261.49408400059,0.99999999114689386,null,"7, 0.73",7,0.73,4370305.4020763934,7293419.9962667227,0.99999987271778756]
[null,"7, 0.74",7,0.74,33045.404539053452,-36.495312784798443,0.9999999898383013,null,"7, 0.74",7,0.74,22072.300082212827,943.71959272027016,0.99999987876974628,null,"7, 0.74",7,0.74,6467191.2471531294,290368.65104341507,0.99999999010953255,null,"7, 0.74",7,0.74,4198289.8510858174,7303958.0719906092,0.99999987576508464]
[null,"7, 0.75",7,0.75,31703.089840417564,-35.977255386766046,0.99999998887563668,null,"7, 0.75",7,0.75,21174.075129255256,1002.0543423644267,0.9999998832928364,null,"7, 0.75",7,0.75,6204495.6683569094,290486.25890183449,0.99999998916444233,null,"7, 0.75",7,0.75,4027610.9510425297,7314950.2885799408,0.99999988046047983]
[null,"7, 0.76",7,0.76,30366.034759870792,-35.360967088025063,0.99999998805161394,null,"7, 0.76",7,0.76,20281.417664751294,1062.8468578029424,0.99999988953683239,null,"7, 0.76",7,0.76,5942824.069015705,290624.25829255581,0.99999998835427062,null,"7, 0.76",7,0.76,3858025.6100431234,7326406.3890166283,0.99999988690968244]
[null,"7, 0.77",7,0.77,29033.084190727976,-34.595403464511037,0.99999998741310814,null,"7, 0.77",7,0.77,19393.160587271384,1126.1482240138575,0.99999989757873686,null,"7, 0.77",7,0.77,5681951.1338817906,290792.5898514986,0.99999998772500809,null,"7, 0.77",7,0.77,3689303.364335015,7338336.1162827611,0.9999998951887108]
[null,"7, 0.78",7,0.78,27703.142262544319,-33.629520093090832,0.9999999870098597,null,"7, 0.78",7,0.78,18508.196646741289,1192.0095259919763,0.99999990744928913,null,"7, 0.78",7,0.78,5421663.1023355406,291001.19421267509,0.99999998732546969,null,"7, 0.78",7,0.78,3521225.5688195913,7350749.213360846,0.99999990532628147]
[null,"7, 0.79",7,0.79,26375.168591986108,-32.412272553425282,0.99999998689342851,null,"7, 0.79",7,0.79,17625.474656381859,1260.4818487083539,0.99999991910688668,null,"7, 0.79",7,0.79,5161757.0370798344,291260.01201283932,0.99999998720627259,null,"7, 0.79",7,0.79,3353584.6490361616,7363655.4232324362,0.99999991727739856]
[null,"7, 0.8",7,0.8,25048.174814886315,-30.892616421449929,0.99999998711529037,null,"7, 0.8",7,0.8,16743.995988752693,1331.6162771540694,0.99999993239807594,null,"7, 0.8",7,0.8,4902040.1476824153,291578.98388540745,0.99999998741797336,null,"7, 0.8",7,0.8,3186183.4092470584,7377064.4888797402,0.99999993088337091]
[null,"7, 0.81",7,0.81,23721.221375185007,-29.019507278688252,0.99999998772349574,null,"7, 0.81",7,0.81,15862.811331348796,1405.4638963118196,0.99999994699702388,null,"7, 0.81",7,0.81,4642329.1642262088,291968.0504655838,0.99999998800779688,null,"7, 0.81",7,0.81,3018834.3917757389,7390986.1532849669,0.99999994581059559]
[null,"7, 0.82",7,0.82,22393.414548825021,-26.741900695487857,0.99999998875690543,null,"7, 0.82",7,0.82,14981.017679592222,1482.0757911705878,0.99999996231152699,null,"7, 0.82",7,0.82,4382449.7567900773,292437.15238881111,0.99999998901399312,null,"7, 0.82",7,0.82,2851359.2832225617,7405430.1594299078,0.99999996145554748]
[null,"7, 0.83",7,0.83,21063.903682788226,-24.00875225616619,0.99999999023531005,null,"7, 0.83",7,0.83,14097.755547197992,1561.5030467056204,0.99999997733467783,null,"7, 0.83",7,0.83,4122235.9968948676,292996.23028981686,0.99999999045615773,null,"7, 0.83",7,0.83,2683588.3636047291,7420406.2502965927,0.99999997679490193]
[null,"7, 0.84",7,0.84,19731.878631343014,-20.769017536658794,0.99999999214242119,null,"7, 0.84",7,0.84,13212.206375799387,1643.7967479072977,0.99999999040626175,null,"7, 0.84",7,0.84,3861529.8574175779,293655.22480380535,0.99999999231856884,null,"7, 0.84",7,0.84,2515359.9948433978,7435924.1688673496,0.99999999014453889]
[null,"7, 0.85",7,0.85,18396.567373262766,-16.971652110107243,0.99999999439629139,null,"7, 0.85",7,0.85,12323.590127423429,1729.0079797660001,0.99999999882022039,null,"7, 0.85",7,0.85,3600180.747805709,294424.07656621933,0.99999999452120147,null,"7, 0.85",7,0.85,2346520.1453575431,7451993.6581243873,0.99999999876320023]
[null,"7, 0.86",7,0.86,17057.233795284988,-12.565611559897661,0.99999999679697393,null,"7, 0.86",7,0.86,11431.163044933162,1817.1878272560425,0.99999999816157414,null,"7, 0.86",7,0.86,3338045.0817185082,295312.7262108326,0.99999999686843377,null,"7, 0.86",7,0.86,2176921.9478257406,7468624.4610492587,0.99999999818318253]
[null,"7, 0.87",7,0.87,15713.175628435043,-7.4998514647595584,0.99999999893169955,null,"7, 0.87",7,0.87,10534.215566922037,1908.3873753643129,0.99999998115089339,null,"7, 0.87",7,0.87,3074985.8744860468,296331.11437386274,0.99999999895610447,null,"7, 0.87",7,0.87,2006425.2874470595,7485826.3206246495,0.9999999810442578]
[null,"7, 0.88",7,0.88,14363.722525055318,-1.7233273971360177,0.99999999999773648,null,"7, 0.88",7,0.88,9632.0703847746954,2002.657709075138,0.99999993555485234,null,"7, 0.88",7,0.88,2810872.3680143165,297489.1816893816,0.99999999999787037,null,"7, 0.88",7,0.88,1834896.4182751914,7503608.9798317254,0.99999993498565842]
[null,"7, 0.89",7,0.89,13008.234265472831,4.815005065407604,0.99999999845841436,null,"7, 0.89",7,0.89,8724.0806307123457,2100.0499133758713,0.99999984023767885,null,"7, 0.89",7,0.89,2545579.6809775634,298796.8687928915,0.99999999848798504,null,"7, 0.89",7,0.89,1662207.6054175701,7521982.1816532016,0.99999983866330366]
[null,"7, 0.9",7,0.9,11646.099084222276,12.166190341114998,0.99999999134202233,null,"7, 0.9",7,0.9,7809.6281866353747,2200.6150732489768,0.99999965729064011,null,"7, 0.9",7,0.9,2278988.4823311963,300264.11631900072,0.99999999151389318,null,"7, 0.9",7,0.9,1488236.791087976,7540955.6690711379,0.99999965381265676]
[null,"7, 0.91",7,0.91,10276.732106628056,20.381272854516283,0.99999997272310537,null,"7, 0.91",7,0.91,6888.1221044704771,2304.4042736806441,0.99999931528206387,null,"7, 0.91",7,0.91,2010984.6863512488,301900.86490345001,0.99999997326704093,null,"7, 0.91",7,0.91,1312867.2826776011,7560539.1850671172,0.99999930836005213]
[null,"7, 0.92",7,0.92,8899.5738873482769,29.511297028511763,0.99999993016775257,null,"7, 0.92",7,0.92,5958.9971295388323,2411.4685996525222,0.9999986705571251,null,"7, 0.92",7,0.92,1741459.1675626272,303717.05518084764,0.99999993155686728,null,"7, 0.92",7,0.92,1135987.4611693188,7580742.4726241231,0.99999865740866944]
[null,"7, 0.93",7,0.93,7514.0890432063097,39.607307285536081,0.99999983553101979,null,"7, 0.93",7,0.93,5021.7123191908977,2521.8591361467261,0.99999740781518232,null,"7, 0.93",7,0.93,1470307.4940590786,305722.62778562307,0.99999983878495835,null,"7, 0.93",7,0.93,957490.50836396753,7601575.2747235596,0.99999738302553054]
[null,"7, 0.94",7,0.94,6119.7649732883674,50.720348044182174,0.99999961766702827,null,"7, 0.94",7,0.94,4075.7497496131286,2635.6269681559643,0.99999474555922196,null,"7, 0.94",7,0.94,1197429.6778452271,307927.52335345745,0.99999962517523622,null,"7, 0.94",7,0.94,777274.15151765163,7623047.3343472779,0.9999946973935615]
[null,"7, 0.95",7,0.95,4716.1106598769175,62.901463733171113,0.99999906425690088,null,"7, 0.95",7,0.95,3120.6133043105397,2752.8231806574622,0.99998836686724801,null,"7, 0.95",7,0.95,922729.94094656326,310341.68251958489,0.99999908245374824,null,"7, 0.95",7,0.95,595240.42410726834,7645168.3944773674,0.99998826539568508]
[null,"8, 0.05",8,0.05,1209516.5495896393,223.17111257091165,0.99999999906153636,null,"8, 0.05",8,0.05,1070324.2933494889,-220.76358883082867,0.9999999988727869,null,"8, 0.05",8,0.05,235958319.44715622,341616.31227278709,0.99999999906921822,null,"8, 0.05",8,0.05,242247235.26234469,4559187.0160946846,0.9999999988820143]
[null,"8, 0.06",8,0.06,1007898.9842858571,194.21264478750527,0.99999999928868977,null,"8, 0.06",8,0.06,856315.22464443499,-192.98486743681133,0.99999999906680093,null,"8, 0.06",8,0.06,196625486.64574233,335926.30464100838,0.99999999929425554,null,"8, 0.06",8,0.06,193804260.67317289,4565457.4790072441,0.99999999907472026]
[null,"8, 0.07",8,7.0000000000000007E-2,864003.70645525516,165.92283198051155,0.99999999948032448,null,"8, 0.07",8,7.0000000000000007E-2,704254.39817967196,-165.80224786419421,0.99999999925319116,null,"8, 0.07",8,7.0000000000000007E-2,168553506.85728404,330369.24050021172,0.99999999948417495,null,"8, 0.07",8,7.0000000000000007E-2,159384115.63781023,4571592.8496258259,0.99999999925981298]
[null,"8, 0.08",8,0.08,756175.70993478107,138.30102840252221,0.99999999963846931,null,"8, 0.08",8,0.08,590902.07477122557,-139.21673605684191,0.99999999942884765,null,"8, 0.08",8,0.08,147517774.99133945,324944.93679523468,0.99999999964096753,null,"8, 0.08",8,0.08,133726163.54356545,4577592.9182426929,0.99999999943420126]
[null,{"$f":"C653&\", \"&D653","v":"8, 0.09"},8,0.09,672384.43574495986,111.3465882986784,0.99999999976516063,null,{"$f":"J653&\", \"&K653","v":"8, 0.09"},8,0.09,503347.28820577671,-113.22933798469603,0.99999999959008312,null,{"$f":"Q653&\", \"&R653","v":"8, 0.09"},8,0.09,131171288.21988523,319653.21046900749,0.9999999997666329,null,{"$f":"X653&\", \"&Y653","v":"8, 0.09"},8,0.09,113907828.49449851,4583457.4751529694,0.99999999959421781]
[null,"8, 0.1",8,0.1,605411.54849810805,85.05886591039598,0.99999999986242916,null,"8, 0.1",8,0.1,433843.4587553342,-87.841059607453644,0.99999999973253073,null,"8, 0.1",8,0.1,118105844.84610733,314493.87846755981,0.99999999986316734,null,"8, 0.1",8,0.1,98175564.953045696,4589186.3106477261,0.99999999973552167]
[null,"8, 0.11",8,0.11,550663.56203842687,59.437215471640229,0.99999999993228972,null,"8, 0.11",8,0.11,377460.94477481249,-63.052906884811819,0.99999999985102672,null,"8, 0.11",8,0.11,107425316.5174879,309466.75773334503,0.99999999993255262,null,"8, 0.11",8,0.11,85413480.304393679,4594779.2150194645,0.99999999985297794]
[null,"8, 0.12",8,0.12,505078.15226204967,34.480991240590811,0.99999999997673072,null,"8, 0.12",8,0.12,330913.31850082148,-38.865885780192912,0.99999999993946886,null,"8, 0.12",8,0.12,98532284.332348138,304571.66521263123,0.99999999997674516,null,"8, 0.12",8,0.12,74877646.138666853,4600235.9785621166,0.99999999994051947]
[null,"8, 0.13",8,0.13,466535.24863553117,10.189547449350357,0.99999999999770439,null,"8, 0.13",8,0.13,291925.36071255227,-15.281002252362669,0.99999999999065026,null,"8, 0.13",8,0.13,91013150.589525983,299808.4178481102,0.99999999999766798,null,"8, 0.13",8,0.13,66053035.095182151,4605556.3915674686,0.99999999999098066]
[null,"8, 0.14",8,0.14000000000000001,433520.51506355254,-13.437761651352048,0.99999999999711964,null,"8, 0.14",8,0.14000000000000001,258871.91482371307,7.7007377371191978,0.99999999999606104,null,"8, 0.14",8,0.14000000000000001,84572488.359619841,295176.83258485794,0.9999999999972019,null,"8, 0.14",8,0.14000000000000001,58571770.487737343,4610740.2443292141,0.99999999999589972]
[null,"8, 0.15",8,0.15,404923.4384095475,-36.401581825688481,0.99999999997683486,null,"8, 0.15",8,0.15,230561.19933768996,30.078328227624297,0.99999999994565236,null,"8, 0.15",8,0.15,78993651.227735326,290676.72636723518,0.99999999997717914,null,"8, 0.15",8,0.15,52164076.079784244,4615787.3271389008,0.99999999994528399]
[null,"8, 0.16",8,0.16,379911.13382109039,-58.702558815479279,0.99999999993865141,null,"8, 0.16",8,0.16,206099.37813202213,51.850763259455562,0.99999999982755383,null,"8, 0.16",8,0.16,74114154.382701531,286307.91613984108,0.99999999993937683,null,"8, 0.16",8,0.16,46627619.6939115,4620697.4302911758,0.9999999998273299]
[null,"8, 0.17",8,0.17,357846.68935220939,-80.341338390484452,0.99999999988430943,null,"8, 0.17",8,0.17,184802.92946600448,73.017036872915924,0.99999999962773656,null,"8, 0.17",8,0.17,69809744.733623087,282070.2188475132,0.99999999988551225,null,"8, 0.17",8,0.17,41807676.723863557,4625470.3440775871,0.99999999962808561]
[null,"8, 0.18",8,0.18,338234.72904492618,-101.31856630556285,0.99999999981548282,null,"8, 0.18",8,0.18,166140.2253190889,93.576143100857735,0.9999999993296067,null,"8, 0.18",8,0.18,65983780.987581454,277963.45143294334,0.99999999981723886,null,"8, 0.18",8,0.18,37583905.809219368,4630105.8587911129,0.99999999933104755]
[null,"8, 0.19",8,0.19,320684.1666166262,-121.63488831371069,0.99999999973377729,null,"8, 0.19",8,0.19,149691.5593592631,113.52707598824054,0.99999999891351743,null,"8, 0.19",8,0.19,62559967.38700927,273987.43084168434,0.99999999973614273,null,"8, 0.19",8,0.19,33861300.612804413,4634603.7647242546,0.99999999891667479]
[null,"8, 0.2",8,0.2,304882.13304121781,-141.2909501735121,0.99999999964072617,null,"8, 0.2",8,0.2,135121.1665209177,132.86882957350463,0.99999999835617903,null,"8, 0.2",8,0.2,59477267.32585267,270141.97401833534,0.9999999996437402,null,"8, 0.2",8,0.2,30563856.06487906,4638963.8521707058,0.99999999836180065]
[null,"8, 0.21",8,0.21,290575.3533928176,-160.28739764168859,0.99999999953779106,null,"8, 0.21",8,0.21,122157.23698903559,151.60039789136499,0.99999999762994429,null,"8, 0.21",8,0.21,56686270.218258575,266426.89790630341,0.99999999954147667,null,"8, 0.21",8,0.21,27630044.251844592,4643185.9114229679,0.99999999763892189]
[null,"8, 0.22",8,0.22,277556.60273206583,-178.62487647123635,0.99999999942635853,null,"8, 0.22",8,0.22,110577.38091496604,169.72077498910949,0.99999999670193918,null,"8, 0.22",8,0.22,54146549.221256189,262842.01945090294,0.9999999994307246,null,"8, 0.22",8,0.22,25009524.153483868,4647269.7327737808,0.99999999671533191]
[null,"8, 0.23",8,0.23,265654.69523949194,-196.30403241701424,0.99999999930774131,null,"8, 0.23",8,0.23,100197.88494547617,187.22895489959046,0.99999999553300334,null,"8, 0.23",8,0.23,51824708.247174069,259387.15559601784,0.99999999931278349,null,"8, 0.23",8,0.23,22660709.709617503,4651215.1065160036,0.99999999555206531]
[null,"8, 0.24",8,0.24,254726.97606553711,-213.32551124505699,0.99999999918317806,null,"8, 0.24",8,0.24,90865.65461953856,204.12393166404217,0.99999999407639095,null,"8, 0.24",8,0.24,49692917.222952649,256062.12328672409,0.99999999918888072,null,"8, 0.24",8,0.24,20548945.87009605,4655021.8229420185,0.99999999410260343]
[null,"8, 0.25",8,0.25,244653.61513657167,-229.68995870649815,0.9999999990538333,null,"8, 0.25",8,0.25,82452.090589890024,220.40469931950793,0.99999999227617509,null,"8, 0.25",8,0.25,47727798.88722191,252866.73946547508,0.99999999906017101,null,"8, 0.25",8,0.25,18645122.39279389,4658689.6723448038,0.99999999231128434]
[null,"8, 0.26",8,0.26,235333.2177749089,-245.39802055433393,0.9999999989207996,null,"8, 0.26",8,0.26,74848.378024230929,236.07025191094726,0.99999999006527618,null,"8, 0.26",8,0.26,45909572.480361037,249800.82107806206,0.99999999892773783,null,"8, 0.26",8,0.26,16924607.534374028,4662218.4450179338,0.99999999011133622]
[null,"8, 0.27",8,0.27,226679.41073659388,-260.4503425527364,0.99999999878509926,null,"8, 0.27",8,0.27,67961.822806158219,251.11958346934989,0.99999998736301854,null,"8, 0.27",8,0.27,44221387.725655995,246864.18506884575,0.99999999879259549,null,"8, 0.27",8,0.27,15366418.698660485,4665607.9312535524,0.99999998742244089]
[null,"8, 0.28",8,0.28000000000000003,218618.15981252183,-274.84757044352591,0.99999999864768419,null,"8, 0.28",8,0.28000000000000003,61712.972835897395,265.55168803920969,0.99999998407208301,null,"8, 0.28",8,0.28000000000000003,42648801.528780513,244056.64838266373,0.99999999865568978,null,"8, 0.28",8,0.28000000000000003,13952570.803216714,4668857.9213445187,0.99999998414769531]
[null,"8, 0.29",8,0.28999999999999998,211085.64240863762,-288.5903500020504,0.99999999850944066,null,"8, 0.29",8,0.28999999999999998,56033.334923987961,279.36555966036394,0.99999998007469282,null,"8, 0.29",8,0.28999999999999998,41179362.946349844,241378.02796316147,0.999999998517901,null,"8, 0.29",8,0.28999999999999998,12667559.466631901,4671968.2055835724,0.99999998016980463]
[null,"8, 0.3",8,0.3,204026.54561009281,-301.67932697571814,0.99999999837118914,null,"8, 0.3",8,0.3,50863.548306230761,292.56019236845896,0.99999997522781037,null,"8, 0.3",8,0.3,39802281.16076389,238828.14075398445,0.9999999983800455,null,"8, 0.3",8,0.3,11497947.558349991,4674938.5742635727,0.9999999753462897]
[null,"8, 0.31",8,0.31,197392.69365234219,-314.11514711380005,0.9999999982336889,null,"8, 0.31",8,0.31,46151.911671871603,305.13458020566031,0.99999996935705437,null,"8, 0.31",8,0.31,38508157.71798382,236406.80370163918,0.99999999824287866,null,"8, 0.31",8,0.31,10432031.771112476,4677768.8176780939,0.99999996950341485]
[null,"8, 0.32",8,0.32,191141.93274140896,-325.89845618791878,0.9999999980976394,null,"8, 0.32",8,0.32,41853.186374000739,317.08771720947698,0.99999996224895193,null,"8, 0.32",8,0.32,37288768.970725723,234113.83374810219,0.99999999810709672,null,"8, 0.32",8,0.32,9459571.7110682018,4680458.726118803,0.99999996242844957]
[null,"8, 0.33",8,0.33,185237.21863410098,-337.02989994175732,0.99999999796368289,null,"8, 0.33",8,0.33,37927.617238060993,328.41859741928056,0.99999995364100169,null,"8, 0.33",8,0.33,36136888.077437013,231949.0478386879,0.9999999979733406,null,"8, 0.33",8,0.33,8571568.2442267276,4683008.0898795128,0.99999995385974438]
[null,"8, 0.34",8,0.34,179645.86523348431,-347.51012413948774,0.99999999783240856,null,"8, 0.34",8,0.34,34340.126168854818,339.12621487490833,0.999999943208846,null,"8, 0.34",8,0.34,35046138.413218342,229912.26291918755,0.99999999784219762,null,"8, 0.34",8,0.34,7760080.9582435638,4685416.699252069,0.99999994347391119]
[null,"8, 0.35",8,0.35,174338.92199656024,-357.33977453224361,0.99999999770435422,null,"8, 0.35",8,0.35,31059.643996350322,349.20956361386925,0.99999993054958203,null,"8, 0.35",8,0.35,34010872.1103018,228003.29593110085,0.99999999771420478,null,"8, 0.35",8,0.35,7018076.9164707251,4687684.344529748,0.99999993086914141]
[null,"8, 0.36",8,0.36,169290.65510732983,-366.519496884197,0.99999999758000968,null,"8, 0.36",8,0.36,28058.553680518889,358.6676376760006,0.99999991515988107,null,"8, 0.36",8,0.36,33026068.841782469,226221.96382117271,0.99999999758985192,null,"8, 0.36",8,0.36,6339304.6196655501,4689810.8160056472,0.99999991554332457]
[null,"8, 0.37",8,0.37,164478.11278395628,-375.04993694648147,0.99999999745981993,null,"8, 0.37",8,0.37,25312.223807281007,367.49943110300228,0.99999989640705045,null,"8, 0.37",8,0.37,32087251.018799283,224568.08353257179,0.99999999746958423,null,"8, 0.37",8,0.37,5718188.4063413581,4691795.9039720893,0.99999989686509627]
[null,"8, 0.38",8,0.38,159880.75922163815,-382.93174047395587,0.99999999734418765,null,"8, 0.38",8,0.38,22798.615742986774,375.70393793121912,0.99999987349040453,null,"8, 0.38",8,0.38,31190412.377634414,223041.47201013565,0.99999999735380518,null,"8, 0.38",8,0.38,5149739.5267468998,4693639.3987224698,0.99999987403517554]
[null,"8, 0.39",8,0.39,155480.16485196399,-390.16555322147906,0.9999999972334761,null,"8, 0.39",8,0.39,20497.951226668076,383.28015220281668,0.99999984538918396,null,"8, 0.39",8,0.39,30331957.553412888,221641.94619846344,0.99999999724287925,null,"8, 0.39",8,0.39,4629480.8977720765,4695341.0905490518,0.99999984603420922]
[null,"8, 0.4",8,0.4,151259.74306336342,-396.75202094763517,0.99999999712801269,null,"8, 0.4",8,0.4,18392.429823453833,390.22706795157865,0.99999981079156519,null,"8, 0.4",8,0.4,29508650.717747241,220369.32304143906,0.99999999713713539,null,"8, 0.4",8,0.4,4153383.1446178034,4696900.7697450519,0.99999981155164352]
[null,"8, 0.41",8,0.41,147204.52545027313,-402.69178941659629,0.99999999702809039,null,"8, 0.41",8,0.41,16465.987726265117,396.54367922130041,0.99999976799674573,null,"8, 0.41",8,0.41,28717571.7328244,219223.41948390007,0.99999999703686893,null,"8, 0.41",8,0.41,3717810.0022214982,4698318.2266031504,0.99999976888756237]
[null,"8, 0.42",8,0.42,143300.96916956405,-407.98550437763333,0.99999999693397201,null,"8, 0.42",8,0.42,14704.091014411444,402.22898004995659,0.99999971477813132,null,"8, 0.42",8,0.42,27956078.569194425,218204.0524687767,0.99999999694234476,null,"8, 0.42",8,0.42,3319471.5164789017,4699593.2514161766,0.99999971581543945]
[null,"8, 0.43",8,0.43,139536.79117746814,-412.6338115837425,0.99999999684589225,null,"8, 0.43",8,0.43,13093.557759824866,407.28196447680239,0.99999964818943865,null,"8, 0.43",8,0.43,27221774.967588767,217311.0389418602,0.99999999685379981,null,"8, 0.43",8,0.43,2955383.7755280421,4700725.6344764531,0.99999964938749109]
[null,"8, 0.44",8,0.44,135900.82507056007,-416.63735679537058,0.99999999676405982,null,"8, 0.44",8,0.44,11622.404391534385,411.70162653911393,0.99999956428556414,null,"8, 0.44",8,0.44,26512482.510490563,216544.19584822655,0.99999999677144558,null,"8, 0.44",8,0.44,2622834.1322216308,4701715.1660776734,0.99999956565425285]
[null,"8, 0.45",8,0.45,132382.89701460762,-419.99678577296436,0.99999999668866035,null,"8, 0.45",8,0.45,10279.712544877579,415.48696027847473,0.99999945771373944,null,"8, 0.45",8,0.45,25826216.417495579,215903.34013104439,0.99999999669547124,null,"8, 0.45",8,0.45,2319351.0636032796,4702561.6365121603,0.99999945925348999]
[null,"8, 0.46",8,0.46,128973.71785661631,-422.71274427138269,0.9999999966198595,null,"8, 0.46",8,0.46,9055.5132782060664,418.63695973565336,0.99999932110304857,null,"8, 0.46",8,0.46,25161164.497799933,215388.28873372078,0.99999999662604488,null,"8, 0.46",8,0.46,2042677.9617562857,4703264.8360727727,0.99999932279579062]
[null,"8, 0.47",8,0.47,125664.78900980383,-424.78587803803384,0.99999999655780425,null,"8, 0.47",8,0.47,7940.6860704375122,421.15061894420069,0.99999914413301838,null,"8, 0.47",8,0.47,24515668.789604336,214998.85860276222,0.99999999656331695,null,"8, 0.47",8,0.47,1790750.2705015242,4703824.5550522208,0.99999914592618089]
[null,"8, 0.48",8,0.48,122448.32010295315,-426.21683283522725,0.99999999650262561,null,"8, 0.48",8,0.48,6926.8704439128833,423.02693194756284,0.99999891207766323,null,"8, 0.48",8,0.48,23888209.494592749,214734.86668181419,0.99999999650742222,null,"8, 0.48",8,0.48,1561675.4800081376,4704240.5837435424,0.99999891385553141]
[null,"8, 0.49",8,0.49,119317.1567135181,-427.00625443086028,0.99999999645444071,null,"8, 0.49",8,0.49,6006.3884089453823,424.2648927832488,0.99999860346604674,null,"8, 0.49",8,0.49,23277390.87961784,214596.1299135685,0.99999999645848137,null,"8, 0.49",8,0.49,1353715.5710436939,4704512.7124395221,0.99999860499763338]
[null,"8, 0.5",8,0.5,116264.71677275594,-427.15478856302798,0.99999999641335591,null,"8, 0.5",8,0.5,5172.176215023188,424.86349549208535,0.99999818620289671,null,"8, 0.5",8,0.5,22681928.870184012,214582.46524405479,0.99999999641660398,null,"8, 0.5",8,0.5,1165271.5659143787,4704640.7314333767,0.99999818704483023]
[null,"8, 0.51",8,0.51,113284.93445260992,-426.66308099590242,0.99999999637946724,null,"8, 0.51",8,0.51,4417.7241312823526,424.82173411367694,0.99999761089693739,null,"8, 0.51",8,0.51,22100640.103520833,214693.68961787224,0.99999999638189019,null,"8, 0.51",8,0.51,994869.89694156707,4704624.4310173392,0.99999761020691413]
[null,"8, 0.52",8,0.52,110372.21052718129,-425.5317774862051,0.99999999635286352,null,"8, 0.52",8,0.52,3737.0231753871626,424.13860268355347,0.99999679888775161,null,"8, 0.52",8,0.52,21532432.244763281,214929.61997961998,0.99999999635443249,null,"8, 0.52",8,0.52,841150.34780654218,4704463.6014835835,0.99999679505201078]
[null,"8, 0.53",8,0.53,107521.36835365821,-423.76152379438281,0.99999999633362779,null,"8, 0.53",8,0.53,3124.517873102503,422.81309524161043,0.99999561964524286,null,"8, 0.53",8,0.53,20976295.399413541,215290.0732717514,0.99999999633431813,null,"8, 0.53",8,0.53,702855.36002591823,4704158.0331261605,0.99999560949750699]
[null,"8, 0.54",8,0.54,104727.61474425172,-421.35296566970646,0.99999999632183978,null,"8, 0.54",8,0.54,2575.0642668033088,420.84420583036263,0.99999384542983272,null,"8, 0.54",8,0.54,20431294.479973588,215774.86643981934,0.9999999963216305,null,"8, 0.54",8,0.54,578820.52759660233,4703707.5162376612,0.99999382251020397]
[null,"8, 0.55",8,0.55000000000000004,101986.50510664852,-418.30674886889756,0.99999999631757708,null,"8, 0.55",8,0.55000000000000004,2083.8925048736141,418.23092848743545,0.99999105325337623,null,"8, 0.55",8,0.55000000000000004,19896562.405308913,216383.8164293766,0.99999999631645153,null,"8, 0.55",8,0.55000000000000004,467966.1285884477,4703111.8411107138,0.99999100361223925]
[null,"8, 0.56",8,0.56000000000000005,99293.912319414885,-414.62351915799081,0.99999999632091685,null,"8, 0.56",8,0.56000000000000005,1646.5734393843511,414.9722572505998,0.99998639181624227,null,"8, 0.56",8,0.56000000000000005,19371294.028651759,217116.74018263817,0.99999999631886238,null,"8, 0.56",8,0.56000000000000005,369289.56406629534,4702370.7980381697,0.99998628282167135]
[null,"8, 0.57",8,0.56999999999999995,96645.998883673805,-410.30392228811979,0.99999999633193803,null,"8, 0.57",8,0.56999999999999995,1258.9887398048963,411.06718616267608,0.99997795427166281,null,"8, 0.57",8,0.56999999999999995,18854740.704761937,217973.45464468002,0.99999999632894654,null,"8, 0.57",8,0.56999999999999995,281858.59291503072,4701484.1773125492,0.99997770039130451]
[null,"8, 0.58",8,0.57999999999999996,94039.191955643138,-405.34860400669277,0.99999999635072279,null,"8, 0.58",8,0.57999999999999996,917.30409840001346,406.51470925852482,0.9999607759537027,null,"8, 0.58",8,0.57999999999999996,18346205.419105448,218953.77676057816,0.99999999634678993,null,"8, 0.58",8,0.57999999999999996,204805.26651021608,4700451.769226864,0.99996011188774137]
[null,"8, 0.59",8,0.59,91470.160918237947,-399.75821007974446,0.99999999637735781,null,"8, 0.59",8,0.59,617.94516050109121,401.31382057771407,0.99991859923419235,null,"8, 0.59",8,0.59,17845038.412370969,220057.52347421646,0.99999999637248427,null,"8, 0.59",8,0.59,137320.48020195452,4699273.3640740681,0.99991644761897436]
[null,"8, 0.6",8,0.6,88935.797195512263,-393.53338626399636,0.99999999641193571,null,"8, 0.6",8,0.6,357.57586175078251,395.46351416257676,0.99977176798356504,null,"8, 0.6",8,0.6,17350633.242534585,221284.51172924042,0.99999999640612658,null,"8, 0.6",8,0.6,78649.069650351026,4697948.7521464713,0.99976090086064928]
[null,"8, 0.61",8,0.61,86433.196052565778,-386.67477831430733,0.99999999645455684,null,"8, 0.61",8,0.61,133.07889611035657,388.96278404852637,0.99845980745253449,null,"8, 0.61",8,0.61,16862423.234262474,222634.55847167969,0.99999999644782178,null,"8, 0.61",8,0.61,28085.389488594505,4696477.7237377558,0.99824792777493743]
[null,"8, 0.62",8,0.62,83959.640156749752,-379.18303198367357,0.99999999650532989,null,"8, 0.62",8,0.62,-58.461925940452218,381.81062427897177,0.99259961938154329,null,"8, 0.62",8,0.62,16379878.271919766,224107.48064446449,0.99999999649768356,null,"8, 0.62",8,0.62,-15030.68014257715,4694860.069140587,0.99431723067096311]
[null,"8, 0.63",8,0.63,81512.584704472567,-371.05879303254187,0.99999999656437344,null,"8, 0.63",8,0.63,-219.77763903157637,374.00602889211223,0.9995099733883791,null,"8, 0.63",8,0.63,15902501.898007151,225703.09519314766,0.9999999965558356,null,"8, 0.63",8,0.63,-51317.34673038029,4693095.5786465947,0.9995445994001132]
[null,"8, 0.64",8,0.64,79089.643942367067,-362.30270721856505,0.99999999663181627,null,"8, 0.64",8,0.64,-353.42858812857293,365.54799192051723,0.99982453700195406,null,"8, 0.64",8,0.64,15429828.683619028,227421.21906018257,0.9999999966224119,null,"8, 0.64",8,0.64,-81354.179794136711,4691184.0425509196,0.99983223301840862]
[null,"8, 0.65",8,0.65,76688.578932657925,-352.91542029473931,0.99999999670779816,null,"8, 0.65",8,0.65,-461.81755850698659,356.43550740955834,0.99990526609216812,null,"8, 0.65",8,0.65,14961421.841628574,229261.66919231415,0.99999999669755768,null,"8, 0.65",8,0.65,-105685.08303653178,4689125.2511438197,0.9999083679251658]
[null,"8, 0.66",8,0.66,74307.28643076829,-342.89757801778615,0.99999999679246954,null,"8, 0.66",8,0.66,-547.20171209220018,346.66756940056075,0.99993808603644752,null,"8, 0.66",8,0.66,14496871.056856073,231224.26253223419,0.99999999678142948,null,"8, 0.66",8,0.66,-124820.99629953425,4686918.9947198592,0.99993973172107564]
[null,"8, 0.67",8,0.67,71943.788758961702,-332.24982614349574,0.99999999688599062,null,"8, 0.67",8,0.67,-611.70345487374493,336.24317192817398,0.99995476743846257,null,"8, 0.67",8,0.67,14035790.510550441,233308.81602525711,0.99999999687419383,null,"8, 0.67",8,0.67,-139242.35555391843,4684565.0635701865,0.99995578979246902]
[null,"8, 0.68",8,0.68,69596.22457348631,-320.97281043138355,0.99999999698853026,null,"8, 0.68",8,0.68,-657.3203454300658,325.1613090349274,0.99996443411253144,null,"8, 0.68",8,0.68,13577817.079181248,235515.14661502838,0.99999999697602604,null,"8, 0.68",8,0.68,-149401.33583102791,4682063.2479895484,0.99996513722228975]
[null,"8, 0.69",8,0.69,67262.840434575803,-309.06717663723975,0.99999999710026255,null,"8, 0.69",8,0.69,-685.93414184224559,313.42097475676564,0.99997052615831972,null,"8, 0.69",8,0.69,13122608.689857518,237843.07124567032,0.99999999708710774,null,"8, 0.69",8,0.69,-155723.8991168917,4679413.3382701781,0.99997104496212619]
[null,"8, 0.7",8,0.7,64941.983099021869,-296.5335705159232,0.99999999722136257,null,"8, 0.7",8,0.7,-699.31907315813294,301.02116313029546,0.99997458256728167,null,"8, 0.7",8,0.7,12669842.816710586,240292.40686225891,0.99999999720762156,null,"8, 0.7",8,0.7,-158611.6667126161,4676615.1247038394,0.9999749853762292]
[null,"8, 0.71",8,0.71,62632.092464078785,-283.37263782788068,0.99999999735199818,null,"8, 0.71",8,0.71,-699.14941185967382,287.96086820414348,0.99997737743177761,null,"8, 0.71",8,0.71,12219215.104343284,242862.97040915489,0.99999999733774447,null,"8, 0.71",8,0.71,-158443.63336716229,4673668.3975848742,0.99997770223576532]
[null,"8, 0.72",8,0.72,60331.695099375465,-269.58502432331443,0.99999999749231994,null,"8, 0.72",8,0.72,-687.00641529071822,274.23908400765504,0.99997933388359495,null,"8, 0.72",8,0.72,11770438.105991622,245554.57883095741,0.99999999747763646,null,"8, 0.72",8,0.72,-155577.73856562411,4670572.9472050518,0.99997960330090807]
[null,{"$f":"C717&\", \"&D717","v":"8, 0.73"},8,0.73,58039.398310451623,-255.17137575987726,0.99999999764244529,null,{"$f":"J717&\", \"&K717","v":"8, 0.73"},8,0.73,-664.38469655726635,259.85480458698294,0.99998069685307245,null,{"$f":"Q717&\", \"&R717","v":"8, 0.73"},8,0.73,11323240.125399221,248367.04907107353,0.99999999762742542,null,{"$f":"X717&\", \"&Y717","v":"8, 0.73"},8,0.73,-150352.30867064872,4667328.5638574418,0.99998092500129732]
[null,"8, 0.74",8,0.74,55753.884683628661,-240.13233789987862,0.99999999780243409,null,"8, 0.74",8,0.74,-632.69807886757451,244.80702397826826,0.99998161262486229,null,"8, 0.74",8,0.74,10877364.152593831,251300.19807434082,0.99999999778718374,null,"8, 0.74",8,0.74,-143087.38213339131,4663935.0378348641,0.99998180853940044]
[null,"8, 0.75",8,0.75,53473.907067290711,-224.46855648886412,0.99999999797225592,null,"8, 0.75",8,0.75,-593.28498152547286,229.09473622032965,0.99998216794099659,null,"8, 0.75",8,0.75,10432566.884801714,254353.8427863121,0.99999999795689398,null,"8, 0.75",8,0.75,-134085.92868759375,4660392.1594303884,0.99998233735698283]
[null,"8, 0.76",8,0.76,51198.283949380799,-208.18067730031908,0.99999999815174023,null,"8, 0.76",8,0.76,-547.41338071361906,212.71693535128725,0.99998240950276074,null,"8, 0.76",8,0.76,9988617.8246582951,257527.80014896393,0.99999999813640195,null,"8, 0.76",8,0.76,-123634.97229153541,4656699.718936326,0.99998255577035555]
[null,"8, 0.77",8,0.77,48925.895195091485,-191.26934607326984,0.99999999834050479,null,"8, 0.77",8,0.77,-496.28538372199273,195.67261541639891,0.99998235244235345,null,"8, 0.77",8,0.77,9545298.4486880451,260821.88710832596,0.99999999832534336,null,"8, 0.77",8,0.77,-112006.62656802966,4652857.5066455249,0.99998247689821107]
[null,"8, 0.78",8,0.78,46655.678112426118,-173.73520857375115,0.99999999853785149,null,"8, 0.78",8,0.78,-441.04145131294689,177.96077044874255,0.99998198058259069,null,"8, 0.78",8,0.78,9102401.4397475272,264235.92060899734,0.99999999852304078,null,"8, 0.78",8,0.78,-99459.050595111112,4648865.3128513014,0.99998208245535347]
[null,"8, 0.79",8,0.79,44386.623816577645,-155.5789105547592,0.99999999874261003,null,"8, 0.79",8,0.79,-382.76429939998047,159.58039448539785,0.99998123703556008,null,"8, 0.79",8,0.79,8659729.977763867,267769.71759390831,0.99999999872834855,null,"8, 0.79",8,0.79,-86237.332105095877,4644722.927847011,0.99998131272918656]
[null,"8, 0.8",8,0.8,42117.773866979456,-136.80109777394682,0.9999999989529077,null,"8, 0.8",8,0.8,-322.48250810107839,140.53048157280136,0.9999799969040557,null,"8, 0.8",8,0.8,8217097.083667811,271423.09500813484,0.99999999893942371,null,"8, 0.8",8,0.8,-72574.304443667905,4640430.1419238579,0.99998003804943003]
[null,"8, 0.81",8,0.81,39848.217153463222,-117.40241599269211,0.99999999916581961,null,"8, 0.81",8,0.81,-261.1738634541955,120.81002574574813,0.99997799499042617,null,"8, 0.81",8,0.81,7774325.0119243953,275195.86979663372,0.99999999915337601,null,"8, 0.81",8,0.81,-58691.303013531695,4635986.7453763597,0.99997798329161058]
[null,"8, 0.82",8,0.82,37577.087010259122,-97.383510957472026,0.99999999937683282,null,"8, 0.82",8,0.82,-199.76845461748312,100.4180210439954,0.9999746100283109,null,"8, 0.82",8,0.82,7331244.687512585,279087.85890340805,0.99999999936573536,null,"8, 0.82",8,0.82,-44798.866368494571,4631392.5284961285,0.99997450146878197]
[null,"8, 0.83",8,0.83,35303.558538622317,-76.745028430595994,0.99999999957901053,null,"8, 0.83",8,0.83,-139.15154717517137,79.353461507136672,0.99996803860465611,null,"8, 0.83",8,0.83,6887695.1836050889,283098.87927222252,0.99999999956961672,null,"8, 0.83",8,0.83,-31097.386625981078,4626647.2815756155,0.99996769890071857]
[null,"8, 0.84",8,0.84,33026.846120700611,-55.48761417157948,0.9999999997616611,null,"8, 0.84",8,0.84,-80.166251207425347,57.615341176178845,0.99995025057437226,null,"8, 0.84",8,0.84,6443523.2365568886,287228.7478479147,0.99999999975439247,null,"8, 0.84",8,0.84,-17777.713421703695,4621750.7949092928,0.99994899315396912]
[null,"8, 0.85",8,0.85,30746.201108893663,-33.611913925968111,0.99999999990816824,null,"8, 0.85",8,0.85,-23.616001025984442,35.202654084522692,0.99978919708708869,null,"8, 0.85",8,0.85,5998582.7951297816,291477.28157567978,0.99999999990352717,null,"8, 0.85",8,0.85,-5021.7152319858023,4616702.8587876437,0.99976547718337194]
[null,"8, 0.86",8,0.86,28460.909676419862,-11.118573460262269,0.99999999999235745,null,"8, 0.86",8,0.86,29.733138095165145,12.114394279207772,0.99998394741506647,null,"8, 0.86",8,0.86,5552734.6011664411,295844.29739844799,0.99999999999094802,null,"8, 0.86",8,0.86,6997.1984657030353,4611503.2635065299,0.99998557406783206]
[null,"8, 0.87",8,0.87,26170.290816119625,11.991761471610516,0.99999999997221012,null,"8, 0.87",8,0.87,79.150322273945974,-11.65044420859158,0.99999821049422988,null,"8, 0.87",8,0.87,5105845.7991834003,300329.61226153374,0.99999999997476741,null,"8, 0.87",8,0.87,18113.591043454693,4606151.7993567334,0.99999824015421779]
[null,"8, 0.88",8,0.88,23873.694475704284,35.718445111531764,0.99999999977857479,null,"8, 0.88",8,0.88,123.9379278047864,-36.092867335722985,0.99999282082854002,null,"8, 0.88",8,0.88,4657789.5725828307,304933.04310870171,0.99999999978600473,null,"8, 0.88",8,0.88,28169.545720083199,4600648.2566304831,0.99999293061643735]
[null,"8, 0.89",8,0.89,21570.499818718337,60.060831707902253,0.99999999929396621,null,"8, 0.89",8,0.89,163.42968485645454,-61.213881063918961,0.99998828249647354,null,"8, 0.89",8,0.89,4208444.8043892663,309654.40688443184,0.9999999993073988,null,"8, 0.89",8,0.89,37014.243097826708,4594992.4256221503,0.99998840797080979]
[null,"8, 0.9",8,0.9,19260.113601437704,85.018275499809533,0.99999999831053754,null,"8, 0.9",8,0.9,196.98893559019933,-87.014491350473691,0.99998400163191681,null,"8, 0.9",8,0.9,3757695.7606039313,314493.52053308487,0.99999999833140252,null,"8, 0.9",8,0.9,44503.566863233347,4589184.0966253364,0.99998411086463379]
[null,"8, 0.91",8,0.91,16941.968656785481,110.59013073286042,0.99999999644108639,null,"8, 0.91",8,0.91,224.00700712728585,-113.49570415514609,0.999979367928159,null,"8, 0.91",8,0.91,3305431.7944367845,319450.20099955797,0.99999999647121118,null,"8, 0.91",8,0.91,50499.735485943558,4583223.0599302966,0.99997943434809944]
[null,"8, 0.92",8,0.92,14615.522477122846,136.77575165126473,0.99999999291434516,null,"8, 0.92",8,0.92,243.90169062714665,-140.65852544288646,0.99997381191636026,null,"8, 0.92",8,0.92,2851547.0698277839,324524.26522797346,0.99999999295607467,null,"8, 0.92",8,0.92,54870.95793681615,4577109.1058314703,0.99997379920068519]
[null,"8, 0.93",8,0.93,12280.255888472993,163.57449249876663,0.99999998605112883,null,"8, 0.93",8,0.93,256.11581848981359,-168.50396118227945,0.9999666142375977,null,"8, 0.93",8,0.93,2395940.3028055145,329715.53016251326,0.99999998610740837,null,"8, 0.93",8,0.93,57491.111618156247,4570842.0246209241,0.99996646042097448]
[null,"8, 0.94",8,0.94,9935.671809368705,190.98570751422085,0.99999997171745358,null,"8, 0.94",8,0.94,260.11593237461113,-197.03301732047112,0.99995665288721292,null,"8, 0.94",8,0.94,1938514.5193547769,335023.81274712086,0.99999997179157474,null,"8, 0.94",8,0.94,58239.440851275285,4564421.6065913737,0.99995624060093347]
[null,"8, 0.95",8,0.95,7581.2940880886508,219.00875094463117,0.99999993772329832,null,"8, 0.95",8,0.95,255.39103534485332,-226.24669982169871,0.99994192397556725,null,"8, 0.95",8,0.95,1479176.8285767799,340448.92992675304,0.9999999378166986,null,"8, 0.95",8,0.95,57000.274407105222,4557847.6420370247,0.99994101103267363]
[null,"9, 0.05",9,0.05,1070288.6666677115,375.36105966567993,0.99999907680526434,null,"9, 0.05",9,0.05,1209515.1039028971,101.35978664830327,0.99999997620309544,null,"9, 0.05",9,0.05,208791955.6228143,370564.20092391968,0.99999907700673041,null,"9, 0.05",9,0.05,205507698.59395528,10840688.344657183,0.99999997616025049]
[null,"9, 0.06",9,0.06,856287.86161755619,445.23034333251417,0.99999913854630074,null,"9, 0.06",9,0.06,1007898.1662525559,100.2798749897629,0.99999998381490807,null,"9, 0.06",9,0.06,167043989.89615732,384198.789083004,0.99999913869967738,null,"9, 0.06",9,0.06,171255731.10101923,10840421.715759754,0.99999998378360333]
[null,"9, 0.07",9,7.0000000000000007E-2,704232.8610530881,511.6267977245152,0.99999919927500303,null,"9, 0.07",9,7.0000000000000007E-2,864003.29618781595,97.323922015726566,0.99999998959351799,null,"9, 0.07",9,7.0000000000000007E-2,137380639.75553587,397155.6100525856,0.99999919938316961,null,"9, 0.07",9,7.0000000000000007E-2,146809607.55212742,10839837.38565135,0.99999998957137659]
[null,"9, 0.08",9,0.08,590884.84109621483,574.61121605336666,0.99999925889335628,null,"9, 0.08",9,0.08,756175.57118816208,92.552645239979029,0.99999999382253857,null,"9, 0.08",9,0.08,115268389.37049699,409446.53301787376,0.99999925895931396,null,"9, 0.08",9,0.08,128490589.82359749,10838945.70276475,0.99999999380759697]
[null,"9, 0.09",9,0.09,503333.34403688269,634.24439154565334,0.99999931729712088,null,"9, 0.09",9,0.09,672384.47874219553,86.026762181892991,0.99999999675875251,null,"9, 0.09",9,0.09,98188618.835233614,421083.42715859413,0.99999931732399217,null,"9, 0.09",9,0.09,114254934.5133837,10837757.015530586,0.99999999674937423]
[null,"9, 0.1",9,0.1,433832.09524906136,690.58711740933359,0.99999937437547515,null,"9, 0.1",9,0.1,605411.71134307818,77.806990349665284,0.99999999863302236,null,"9, 0.1",9,0.1,84630156.206261322,432078.16165995598,0.99999937436650288,null,"9, 0.1",9,0.1,102876395.58025859,10836281.672380209,0.99999999862782896]
[null,"9, 0.11",9,0.11,377451.64724345814,743.70018686261028,0.99999943001064584,null,"9, 0.11",9,0.11,550663.80057736742,67.954047253355384,0.99999999965135233,null,"9, 0.11",9,0.11,73631346.610453889,442442.60570144653,0.99999942996919278,null,"9, 0.11",9,0.11,93574634.634350285,10834530.021744013,0.99999999964916853]
[null,"9, 0.12",9,0.12,330905.70169387804,793.64439312182367,0.9999994840775277,null,"9, 0.12",9,0.12,505078.43416943424,56.528650419786572,0.99999999999607259,null,"9, 0.12",9,0.12,64551086.799060352,452188.6284673214,0.99999948400707284,null,"9, 0.12",9,0.12,85829426.082410634,10832512.412055016,0.99999999999588496]
[null,"9, 0.13",9,0.13,291919.1289898784,840.4805293995887,0.99999953644329209,null,"9, 0.13",9,0.13,466535.54977461329,43.5915173497051,0.99999999982711951,null,"9, 0.13",9,0.13,56945536.061406985,461328.09913897514,0.99999953634742678,null,"9, 0.13",9,0.13,79280613.744498804,10830239.191742897,0.99999999982804599]
[null,"9, 0.14",9,0.14000000000000001,258866.83655257139,884.26938891410828,0.99999958696699009,null,"9, 0.14",9,0.14000000000000001,433520.81714671419,29.203365560621023,0.99999999928338856,null,"9, 0.14",9,0.14000000000000001,50497665.318441138,469872.88689994812,0.99999958684941215,null,"9, 0.14",9,0.14000000000000001,73670943.206371203,10827720.709240437,0.99999999928465733]
[null,"9, 0.15",9,0.15,230557.08982410622,925.07176488172263,0.99999963549915238,null,"9, 0.15",9,0.15,404923.72743853152,13.424912562593818,0.99999999848413845,null,"9, 0.15",9,0.15,44974986.578857571,477834.86093139648,0.9999996353636591,null,"9, 0.15",9,0.15,68811761.230915993,10824967.312978029,0.99999999848507148]
[null,"9, 0.16",9,0.16,206096.08788609444,962.94845052156597,0.99999968188139188,null,"9, 0.16",9,0.16,379911.39901466022,-3.6831241194158792,0.99999999753042046,null,"9, 0.16",9,0.16,40203133.849177286,485225.890417099,0.99999968173186926,null,"9, 0.16",9,0.16,64561577.890299231,10821989.35138607,0.99999999753042468]
[null,"9, 0.17",9,0.17,184800.33591859241,997.96023904159665,0.99999972594601527,null,"9, 0.17",9,0.17,357846.92238920298,-22.060026977211237,0.99999999650652072,null,"9, 0.17",9,0.17,36048768.428504616,492057.84453880787,0.99999972578642593,null,"9, 0.17",9,0.17,60812195.004412517,10818797.172899008,0.9999999965050832]
[null,"9, 0.18",9,0.18,166138.22683942132,1030.1679236646742,0.99999976751565378,null,"9, 0.18",9,0.18,338234.92351757339,-41.645078515633941,0.99999999548139662,null,"9, 0.18",9,0.18,32408182.438365173,498342.59247875214,0.99999976735002072,null,"9, 0.18",9,0.18,57479458.433171764,10815401.125944138,0.99999999547808105]
[null,"9, 0.19",9,0.19,149690.07084686123,1059.6322976043448,0.99999980640292152,null,"9, 0.19",9,0.19,320684.31762772839,-62.377561198547482,0.99999999451008958,null,"9, 0.19",9,0.19,29199501.237858079,504092.00341975689,0.99999980623530926,null,"9, 0.19",9,0.19,54496930.697563,10811811.558954954,0.99999999450453647]
[null,"9, 0.2",9,0.2,135120.11609953616,1086.4141540797427,0.99999984241011985,null,"9, 0.2",9,0.2,304882.23690203414,-84.196757510304451,0.99999999363510872,null,"9, 0.2",9,0.2,26357225.114262674,509317.94654369354,0.99999984224460925,null,"9, 0.2",9,0.2,51811461.814375132,10808038.820363283,0.99999999362703484]
[null,"9, 0.21",9,0.21,122156.56348776096,1110.5742862988263,0.99999987532900214,null,"9, 0.21",9,0.21,290575.40739288274,-107.04194995760918,0.99999999288776775,null,"9, 0.21",9,0.21,23828330.490614586,514032.2910336256,0.99999987516966227,null,"9, 0.21",9,0.21,49380025.606723033,10804093.258599043,0.99999999287696761]
[null,"9, 0.22",9,0.22,110577.03192179282,1132.1734874881804,0.99999990494062652,null,"9, 0.22",9,0.22,277556.60496132146,-130.85242100805044,0.99999999228947201,null,"9, 0.22",9,0.22,21569434.440306608,518246.90607154369,0.99999990479147838,null,"9, 0.22",9,0.22,47167418.838973336,10799985.222094536,0.99999999227581837]
[null,"9, 0.23",9,0.23,100197.81528401862,1151.2725508557633,0.99999993101532225,null,"9, 0.23",9,0.23,265654.64444908546,-155.56745315715671,0.99999999185294663,null,"9, 0.23",9,0.23,19544698.89353279,521973.66084015369,0.99999993088029659,null,"9, 0.23",9,0.23,45144560.577341996,10795725.059281111,0.99999999183639021]
[null,"9, 0.24",9,0.24,90865.825143093811,1167.9322696225718,0.999999953312812,null,"9, 0.24",9,0.24,254726.87155762099,-181.12632889673114,0.99999999158339914,null,"9, 0.24",9,0.24,17724258.792121518,525224.42452180386,0.99999995319569768,null,"9, 0.24",9,0.24,43287216.71034234,10791323.118589878,0.99999999156396846]
[null,"9, 0.25",9,0.25,82452.467216689023,1182.2134369979613,0.9999999715825334,null,"9, 0.25",9,0.25,244653.45667614217,-207.46833070740104,0.99999999147961638,null,"9, 0.25",9,0.25,16083027.487208601,528011.06629896164,0.999999971486916,null,"9, 0.25",9,0.25,41575030.584325515,10786789.748450756,0.99999999145741569]
[null,"9, 0.26",9,0.26,74848.930958217723,1194.1768462066539,0.99999998556422465,null,"9, 0.26",9,0.26,235333.0055185997,-234.53274106606841,0.99999999153499008,null,"9, 0.26",9,0.26,14599777.814370528,530345.4553539753,0.99999998549341373,null,"9, 0.26",9,0.26,39990777.338511713,10782135.297297478,0.99999999151019625]
[null,"9, 0.27",9,0.27,67962.525902069392,1203.8832904598676,0.99999999498884862,null,"9, 0.27",9,0.27,226679.1451746556,-262.2588424757123,0.99999999173847121,null,"9, 0.27",9,0.27,13256427.374283563,532239.46086931229,0.99999999494578995,null,"9, 0.27",9,0.27,38519783.943347827,10777370.113559008,0.99999999171133069]
[null,"9, 0.28",9,0.28000000000000003,61713.803077720637,1211.3935629739426,0.99999999957995478,null,"9, 0.28",9,0.28000000000000003,218617.84172116272,-290.58591741323471,0.99999999207545187,null,"9, 0.28",9,0.28000000000000003,12037476.967527343,533704.95202732086,0.99999999956712626,null,"9, 0.28",9,0.28000000000000003,37149473.516359709,10772504.54566741,0.99999999204627521]
[null,"9, 0.29",9,0.28999999999999998,56034.271993340997,1216.7684569647536,0.99999999905560144,null,"9, 0.29",9,0.28999999999999998,211085.27281058047,-319.45324836485088,0.99999999252857819,null,"9, 0.29",9,0.28999999999999998,10929565.215291228,534753.79801034927,0.99999999907488979,null,"9, 0.29",9,0.28999999999999998,35869003.917483456,10767548.942055225,0.99999999249773375]
[null,"9, 0.3",9,0.3,50864.574222677242,1220.068765648175,0.99999999313099863,null,"9, 0.3",9,0.3,204026.12574170704,-348.80011782422662,0.9999999930784903,null,"9, 0.3",9,0.3,9921112.2559393123,535397.8680011034,0.99999999318355326,null,"9, 0.3",9,0.3,34668978.625330329,10762513.651153088,0.99999999304639819]
[null,"9, 0.31",9,0.31,46153.010491250927,1221.3552822414786,0.99999998152207292,null,"9, 0.31",9,0.31,197392.22493607629,-378.56580826826394,0.99999999370449666,null,"9, 0.31",9,0.31,9002032.403530661,535649.0311819315,0.99999998160813142,null,"9, 0.31",9,0.31,33541213.572884385,10757409.021392345,0.99999999367162062]
[null,"9, 0.32",9,0.32,41854.343933893324,1220.6887999596074,0.99999996395021118,null,"9, 0.32",9,0.32,191141.41676253043,-408.68960219249129,0.9999999943851815,null,"9, 0.32",9,0.32,8163500.6828669524,535519.15673547983,0.99999996406889391,null,"9, 0.32",9,0.32,32478547.701506641,10752245.401202679,0.99999999435202069]
[null,"9, 0.33",9,0.33,37928.820941819846,1218.1301120179705,0.99999994014851779,null,"9, 0.33",9,0.33,185236.65712096091,-439.11078207567334,0.9999999950989511,null,"9, 0.33",9,0.33,7397761.8127132962,535020.11384356022,0.99999994029758332,null,"9, 0.33",9,0.33,31474687.959665842,10747033.139018297,0.99999999506603132]
[null,"9, 0.34",9,0.34,34341.364801396892,1213.7400116364006,0.99999990987000731,null,"9, 0.34",9,0.34,179645.26004068405,-469.76863040961325,0.99999999582451793,null,"9, 0.34",9,0.34,6697972.8978624362,534163.77168911695,0.99999991004556443,null,"9, 0.34",9,0.34,30524081.654834453,10741782.583268404,0.99999999579238275]
[null,"9, 0.35",9,0.35,31060.907566263617,1207.5792920233216,0.99999987289828773,null,"9, 0.35",9,0.35,174338.27509052263,-500.6024296823889,0.99999999654133098,null,"9, 0.35",9,0.35,6058073.0882736584,532961.99945420027,0.99999987309445371,null,"9, 0.35",9,0.35,29621810.687916659,10736504.082384348,0.99999999651053306]
[null,"9, 0.36",9,0.36,28059.833284098775,1199.7087464027572,0.99999982906144269,null,"9, 0.36",9,0.36,169289.96855387464,-531.55146237835288,0.99999999722995192,null,"9, 0.36",9,0.36,5472674.9616885446,531426.66632187366,0.99999982926994069,null,"9, 0.36",9,0.36,28763503.415271699,10731207.984798193,0.99999999720104271]
[null,"9, 0.37",9,0.37,25313.511510940611,1190.1891679863911,0.99999977825003994,null,"9, 0.37",9,0.37,164477.38873755457,-562.55501097813249,0.9999999978723807,null,"9, 0.37",9,0.37,4936973.5198766384,529569.64147365093,0.99999977845972365,null,"9, 0.37",9,0.37,27945260.803382169,10725904.638940811,0.99999999784590332]
[null,"9, 0.38",9,0.38,22799.904481138852,1179.0813499917276,0.99999972044046981,null,"9, 0.38",9,0.38,159879.99991608079,-593.55235797725618,0.99999999845233822,null,"9, 0.38",9,0.38,4446669.5538948672,527402.7940928936,0.99999972063676612,null,"9, 0.38",9,0.38,27163594.243311409,10720604.393244267,0.99999999842881726]
[null,"9, 0.39",9,0.39,20499.234712699868,1166.4460856334772,0.99999965572519112,null,"9, 0.39",9,0.39,155479.37259222587,-624.48278584890068,0.99999999895550185,null,"9, 0.39",9,0.39,3997904.7993071619,524937.99336132407,0.99999965588944584,null,"9, 0.39",9,0.39,26415372.932167575,10715317.596140146,0.9999999989354359]
[null,"9, 0.4",9,0.4,18393.702471829238,1152.3441681282129,0.99999958435194525,null,"9, 0.4",9,0.4,151258.92021848558,-655.28557709604502,0.99999999936970563,null,"9, 0.4",9,0.4,3587206.8181210472,522187.10846188664,0.99999958446066173,null,"9, 0.4",9,0.4,25697779.147348031,10710054.596057415,0.99999999935355921]
[null,"9, 0.41",9,0.41,16467.244584127166,1136.836390693672,0.99999950677464267,null,"9, 0.41",9,0.41,147203.67444711184,-685.90001419559121,0.99999999968510012,null,"9, 0.41",9,0.41,3211441.9467823626,519162.00857651234,0.99999950679860405,null,"9, 0.41",9,0.41,25008270.06601619,10704825.741430283,0.99999999967329745]
[null,"9, 0.42",9,0.42,14705.32770132718,1119.9835465435171,0.99999942371947104,null,"9, 0.42",9,0.42,143300.09248728506,-716.26537964493036,0.99999999989428157,null,"9, 0.42",9,0.42,2867774.9658849253,515874.56288799644,0.99999942362273764,null,"9, 0.42",9,0.42,24344545.038939007,10699641.380686998,0.99999999988719912]
[null,"9, 0.43",9,0.43,13094.770414536477,1101.8464288949035,0.99999933627084991,null,"9, 0.43",9,0.43,139535.89134268038,-746.32095590978861,0.99999999999238698,null,"9, 0.43",9,0.43,2553634.3973626834,512336.640578866,0.9999993360096433,null,"9, 0.43",9,0.43,23704517.430765521,10694511.862261295,0.99999999999034839]
[null,"9, 0.44",9,0.44,11623.589624761538,1082.485830960446,0.99999924598323386,null,"9, 0.44",9,0.44,135899.9046530028,-776.00602549687028,0.99999999997716182,null,"9, 0.44",9,0.44,2266682.533882881,508560.11083099246,0.99999924550473096,null,"9, 0.44",9,0.44,23086290.300267637,10689447.534584761,0.99999999998043332]
[null,"9, 0.45",9,0.45,10280.867397363805,1061.9625459631206,0.99999915502638825,null,"9, 0.45",9,0.45,132381.95862331658,-805.25987088494003,0.99999999984899923,null,"9, 0.45",9,0.45,2004789.4643200792,504556.84282726049,0.99999915426750219,null,"9, 0.45",9,0.45,22488135.32321531,10684458.746086121,0.99999999985778498]
[null,{"$f":"C781&\", \"&D781","v":"9, 0.46"},9,0.46,9056.6351833254703,1040.337367114611,0.99999906637349678,null,{"$f":"J781&\", \"&K781","v":"9, 0.46"},9,0.46,128972.76413650648,-834.0217745564878,0.99999999961095332,null,{"$f":"Q781&\", \"&R781","v":"9, 0.46"},9,0.46,1766010.4872119389,500338.70575031638,0.99999906525979565,null,{"$f":"X781&\", \"&Y781","v":"9, 0.46"},9,0.46,21908474.464441925,10679555.845199823,0.99999999962539254]
[null,"9, 0.47",9,0.47,7941.7728207793652,1017.6710876289289,0.99999898404272403,null,"9, 0.47",9,0.47,125663.82263861624,-862.23101900517941,0.99999999926872662,null,"9, 0.47",9,0.47,1548566.4076035661,495917.56878212094,0.99999898248779107,null,"9, 0.47",9,0.47,21345863.989646189,10674749.180354595,0.99999999928889116]
[null,"9, 0.48",9,0.48,6927.9201613469359,994.02450072590727,0.99999891340207847,null,"9, 0.48",9,0.48,122447.34378851907,-889.8268867097795,0.99999999883063262,null,"9, 0.48",9,0.48,1350826.2967862971,491305.30110506713,0.99999891130790342,null,"9, 0.48",9,0.48,20798980.475718521,10670049.099983215,0.99999999885652568]
[null,"9, 0.49",9,0.49,6007.3995177419638,969.4583996203728,0.99999886154051598,null,"9, 0.49",9,0.49,119316.17319130272,-916.74866017326713,0.99999999830753172,null,"9, 0.49",9,0.49,1171292.3630889005,486513.77190195024,0.99999885880004602,null,"9, 0.49",9,0.49,20266608.534088925,10665465.952515602,0.99999999833908659]
[null,"9, 0.5",9,0.5,5173.14741766105,944.03357752773445,0.99999883768464892,null,"9, 0.5",9,0.5,116263.72880364773,-942.93562185578048,0.99999999771274084,null,"9, 0.5",9,0.5,1008586.6381738631,481554.8503549546,0.9999988341886713,null,"9, 0.5",9,0.5,19747630.007272989,10661010.086384773,0.9999999977498214]
[null,"9, 0.51",9,0.51,4418.6543866285565,917.81082766695181,0.99999885357285501,null,"9, 0.51",9,0.51,113283.94482092663,-968.32705425657332,0.99999999706191178,null,"9, 0.51",9,0.51,861439.22965169151,476440.40564671159,0.99999884922547033,null,"9, 0.51",9,0.51,19241014.436412547,10656691.850022078,0.9999999971043132]
[null,"9, 0.52",9,0.52,3737.911678974705,890.85094324633246,0.99999892351385367,null,"9, 0.52",9,0.52,110371.22203886783,-992.86223987489939,0.99999999637287795,null,"9, 0.52",9,0.52,728677.92916287167,471182.30695937574,0.99999891826506415,null,"9, 0.52",9,0.52,18745810.628715433,10652521.591856956,0.99999999642032766]
[null,"9, 0.53",9,0.53,3125.3640392688067,863.21471749065677,0.9999990633498288,null,"9, 0.53",9,0.53,107520.38383465416,-1016.4804611839354,0.99999999566546105,null,"9, 0.53",9,0.53,609218.99690332043,465792.42347559333,0.99999905726287619,null,"9, 0.53",9,0.53,18261139.179524761,10648509.660321951,0.99999999571762088]
[null,"9, 0.54",9,0.54,2575.8677124825513,834.96294361262699,0.99999928610231936,null,"9, 0.54",9,0.54,104726.6370390104,-1039.1210006736219,0.9999999949612326,null,"9, 0.54",9,0.54,502058.97009146592,460282.62437769771,0.99999927949370293,null,"9, 0.54",9,0.54,17786185.825269308,10644666.403847456,0.9999999950177012]
[null,"9, 0.55",9,0.55000000000000004,2084.6530348624824,806.15641482450883,0.99999958771539477,null,"9, 0.55",9,0.55000000000000004,101985.53707679048,-1060.7231408245862,0.9999999942832215,null,"9, 0.55",9,0.55000000000000004,406267.36505713756,454664.77884825319,0.99999958145301948,null,"9, 0.55",9,0.55000000000000004,17320195.52154668,10641002.170866728,0.99999999434353659]
[null,"9, 0.56",9,0.56000000000000005,1647.2910329229576,776.85592434924911,0.99999990185106935,null,"9, 0.56",9,0.56000000000000005,99292.956842501735,-1081.226164130494,0.99999999365555292,null,"9, 0.56",9,0.56000000000000005,320980.16124945652,448950.75606945157,0.99999989801295786,null,"9, 0.56",9,0.56000000000000005,16862467.155697517,10637527.309809446,0.99999999371919479]
[null,"9, 0.57",9,0.56999999999999995,1259.663538335584,747.12226539922995,0.99999994830797179,null,"9, 0.57",9,0.56999999999999995,96645.058852089482,-1100.569353075698,0.99999999310300614,null,"9, 0.57",9,0.56999999999999995,245393.97113865532,443152.42522427067,0.999999951700277,null,"9, 0.57",9,0.56999999999999995,16412348.815950846,10634252.169106722,0.99999999316939991]
[null,"9, 0.58",9,0.57999999999999996,917.93639438062098,717.01623118796851,0.99999865494026796,null,"9, 0.58",9,0.57999999999999996,94038.27027557166,-1118.6919901445508,0.99999999265046902,null,"9, 0.58",9,0.57999999999999996,178760.81323151896,437281.65549418703,0.99999867664533981,null,"9, 0.58",9,0.57999999999999996,15969233.549968131,10631187.097191811,0.99999999271898721]
[null,"9, 0.59",9,0.59,618.53538716682124,686.59861493525386,0.99999139411012494,null,"9, 0.59",9,0.59,91469.260508727981,-1135.5333578288555,0.99999999232226144,null,"9, 0.59",9,0.59,120383.41664452579,431350.31606241129,0.99999145771381248,null,"9, 0.59",9,0.59,15532555.554721981,10628342.442493439,0.99999999239222581]
[null,"9, 0.6",9,0.6,358.12458372898192,655.93020985704788,0.99994999601832402,null,"9, 0.6",9,0.6,88934.920987619262,-1151.0327386111021,0.99999999214129687,null,"9, 0.6",9,0.6,69610.995219717704,425370.27611070219,0.99995008338531133,null,"9, 0.6",9,0.6,15101786.747386785,10625728.553444386,0.99999999221197988]
[null,"9, 0.61",9,0.61,133.58680080465348,625.07180916535253,0.99942113176813319,null,"9, 0.61",9,0.61,86432.346988564736,-1165.1294149775058,0.99999999212803659,null,"9, 0.61",9,0.61,25835.437301316731,419353.40482229693,0.99941530559994041,null,"9, 0.61",9,0.61,14676433.673518971,10623355.778475761,0.99999999219866076]
[null,"9, 0.62",9,0.62,-57.994036271193877,594.0842060818095,0.99559228159274327,null,"9, 0.62",9,0.62,83958.821189411363,-1177.7626694105566,0.99999999229917802,null,"9, 0.62",9,0.62,-11512.135756423808,413311.5713791413,0.99576884609962391,null,"9, 0.62",9,0.62,14256034.714445487,10621234.466019392,0.99999999236891368]
[null,"9, 0.63",9,0.63,-219.3488545657253,563.02819382138841,0.99958659400235517,null,"9, 0.63",9,0.63,81511.798796396964,-1188.8717844095081,0.9999999926660057,null,"9, 0.63",9,0.63,-42964.483320145991,407256.64496393828,0.99959219072020722,null,"9, 0.63",9,0.63,13840157.560615415,10619374.964505911,0.99999999273396611]
[null,"9, 0.64",9,0.64,-353.03789820429904,531.96456559361832,0.99979799106012435,null,"9, 0.64",9,0.64,79088.894065369212,-1198.3960424493998,0.99999999323230693,null,"9, 0.64",9,0.64,-69021.06729607188,401200.49475873262,0.99979987326632314,null,"9, 0.64",9,0.64,13428396.921824748,10617787.62236619,0.99999999329754008]
[null,"9, 0.65",9,0.65,-461.46385782786535,500.95411462086486,0.99985649907358887,null,"9, 0.65",9,0.65,76687.868067200732,-1206.2747260229662,0.99999999399172423,null,"9, 0.65",9,0.65,-90150.613473126548,395154.98994600214,0.99985756365924716,null,"9, 0.65",9,0.65,13020372.448805112,10616482.78803277,0.99999999405319895]
[null,"9, 0.66",9,0.66,-546.88380646256235,470.05763411610678,0.99988009981377179,null,"9, 0.66",9,0.66,74306.617565438486,-1212.4471176108345,0.99999999492437752,null,"9, 0.66",9,0.66,-106793.44001666112,389131.99970852956,0.99988085258228043,null,"9, 0.66",9,0.66,12615726.843758952,10615470.809936285,0.99999999498096459]
[null,"9, 0.67",9,0.67,-611.42006650630401,439.33591729858017,0.99989055353161749,null,"9, 0.67",9,0.67,71943.164889984822,-1216.852499704808,0.99999999599253342,null,"9, 0.67",9,0.67,-119363.57744037075,383143.39322873764,0.99989115454092814,null,"9, 0.67",9,0.67,12214124.140100501,10614762.036507368,0.99999999604297751]
[null,"9, 0.68",9,0.68,-657.07011786290161,408.84975738592038,0.99989446155517303,null,"9, 0.68",9,0.68,69595.648704277279,-1219.4301547911018,0.99999999713502263,null,"9, 0.68",9,0.68,-128250.70152183395,377201.0396886766,0.99989497887236012,null,"9, 0.68",9,0.68,11815248.133984331,10614366.816178322,0.99999999717790278]
[null,"9, 0.69",9,0.69,-685.71564449953246,378.65994758451416,0.99989437344783094,null,"9, 0.69",9,0.69,67262.315575322224,-1220.1193653531373,0.99999999826000374,null,"9, 0.69",9,0.69,-133821.89813850683,371316.80827154778,0.99989484185892985,null,"9, 0.69",9,0.69,11418800.952222724,10614295.497380495,0.99999999829367991]
[null,"9, 0.7",9,0.7,-699.13080558560932,348.82728111906908,0.9998913873525439,null,"9, 0.7",9,0.7,64941.512266297083,-1218.8594138836488,0.99999999923552774,null,"9, 0.7",9,0.7,-136423.27683193696,365502.56815816276,0.99989182712553126,null,"9, 0.7",9,0.7,11024501.742952969,10614558.428544521,0.99999999925806748]
[null,"9, 0.71",9,0.71,-698.98980766105149,319.41255120550341,0.99988595826794557,null,"9, 0.71",9,0.71,62631.678680481884,-1215.5895828576759,0.99999999987715771,null,"9, 0.71",9,0.71,-136381.44801464988,359770.1885325294,0.99988638250492645,null,"9, 0.71",9,0.71,10632085.47695251,10615165.958101511,0.99999999988623656]
[null,"9, 0.72",9,0.72,-686.87384579136517,290.47655105275044,0.99987819218044649,null,"9, 0.72",9,0.72,60331.341393196759,-1210.2491547688842,0.99999999993160749,null,"9, 0.72",9,0.72,-134004.87707618441,354131.53857692145,0.9998786101405015,null,"9, 0.72",9,0.72,10241301.848844485,10616128.434484243,0.99999999992437438]
[null,"9, 0.73",9,0.73,-664.27747421659581,262.0800738856633,0.99986795518159421,null,"9, 0.73",9,0.73,58039.107715360755,-1202.7774121081457,0.99999999905496362,null,"9, 0.73",9,0.73,-129585.12719298134,348598.48747232743,0.99986837395075323,null,"9, 0.73",9,0.73,9851914.2686151583,10617456.206122637,0.99999999902785919]
[null,"9, 0.74",9,0.74,-632.61446046107471,234.28391291387379,0.99985489782380443,null,"9, 0.74",9,0.74,55753.660238383716,-1193.1136373579502,0.99999999678345242,null,"9, 0.74",9,0.74,-123398.00136979909,343182.90440319106,0.99985532322209936,null,"9, 0.74",9,0.74,9463698.9349001832,10619159.62144804,0.99999999673196094]
[null,"9, 0.75",9,0.75,-593.22317111452503,207.14886135621055,0.99983842356187402,null,"9, 0.75",9,0.75,53473.751815466901,-1181.1971129942685,0.9999999924938533,null,"9, 0.75",9,0.75,-115704.59311777136,337896.6585506238,0.99983886065333705,null,"9, 0.75",9,0.75,9076443.9824079555,10621249.028893232,0.99999999241216808]
[null,"9, 0.76",9,0.76,-547.37153241982082,180.73571242722392,0.99981759784912927,null,"9, 0.76",9,0.76,51198.200939116992,-1166.967121523805,0.99999998534936807,null,"9, 0.76",9,0.76,-106752.25418431497,332751.61909769289,0.99981805119915046,null,"9, 0.76",9,0.76,8689948.6966517307,10623734.776887894,0.99999998522993094]
[null,"9, 0.77",9,0.77,-496.261604321503,155.10525934482575,0.99979096549432367,null,"9, 0.77",9,0.77,48925.88747885303,-1150.3629454197362,0.99999997422480336,null,"9, 0.77",9,0.77,-96775.486875417599,327759.65522617102,0.99979143918545565,null,"9, 0.77",9,0.77,8304022.7898713173,10626627.213863611,0.99999997405767027]
[null,"9, 0.78",9,0.78,-441.03380266445333,130.31829532335541,0.9997561934904946,null,"9, 0.78",9,0.78,46655.748746783,-1131.3238671692088,0.99999995760193683,null,"9, 0.78",9,0.78,-85996.767737778428,322932.63611917198,0.99975669074507079,null,"9, 0.78",9,0.78,7918485.7326532109,10629936.688252687,0.9999999573738978]
[null,"9, 0.79",9,0.79,-382.77080071903833,106.43561358043371,0.99970933635599002,null,"9, 0.79",9,0.79,44386.775861996721,-1109.7891692630947,0.99999993342128191,null,"9, 0.79",9,0.79,-74627.308682826668,318282.43095855415,0.99970985823862724,null,"9, 0.79",9,0.79,7533166.1363137113,10633673.548485279,0.99999993311462265]
[null,"9, 0.8",9,0.8,-322.50113809215759,83.51800732731499,0.9996431832908107,null,"9, 0.8",9,0.8,42118.010387629511,-1085.698134184815,0.99999989886903651,null,"9, 0.8",9,0.8,-62867.761026421889,313820.90892779734,0.99964372479023245,null,"9, 0.8",9,0.8,7147901.1816032967,10637848.142993093,0.99999989845977943]
[null,"9, 0.81",9,0.81,-261.20256231137404,61.626269787251658,0.99954303617273133,null,"9, 0.81",9,0.81,39848.541217032216,-1058.9900444224477,0.99999985006596281,null,"9, 0.81",9,0.81,-50908.867377443843,309559.93920753524,0.99954357350492284,null,"9, 0.81",9,0.81,6762536.0897292048,10642470.820207119,0.99999984952133114]
[null,"9, 0.82",9,0.82,-199.80512590286534,40.821194172360265,0.99937379806126514,null,"9, 0.82",9,0.82,37577.501687782555,-1029.6041824631393,0.99999978160490322,null,"9, 0.82",9,0.82,-38932.06582731974,305511.39098167792,0.99937423979754925,null,"9, 0.82",9,0.82,6376923.6320837066,10647551.92855978,0.99999978087960595]
[null,"9, 0.83",9,0.83,-139.19405958432091,21.163573696496314,0.99902801622611515,null,"9, 0.83",9,0.83,35304.066904321815,-997.47983079124242,0.99999968584946652,null,"9, 0.83",9,0.83,-27110.050463016843,301687.13343240507,0.9990279487899979,null,"9, 0.83",9,0.83,5990923.6754136346,10653101.816481471,0.999999684880157]
[null,"9, 0.84",9,0.84,-80.21244022982134,2.7142015847712173,0.99798457599777679,null,"9, 0.84",9,0.84,33027.451251832288,-962.5562718976289,0.99999955184640765,null,"9, 0.84",9,0.84,-15607.291843568153,298099.03574151266,0.99798087529694168,null,"9, 0.84",9,0.84,5604402.7594778994,10659130.832402706,0.99999955054324086]
[null,"9, 0.85",9,0.85,-23.66367050743003,-14.466128957627461,0.98629545901828664,null,"9, 0.85",9,0.85,30746.906085605275,-924.77278825920075,0.99999936359544028,null,"9, 0.85",9,0.85,-4580.5207370063308,294758.96709178854,0.98613401671727885,null,"9, 0.85",9,0.85,5217233.7045173263,10665649.324757099,0.99999936182889404]
[null,"9, 0.86",9,0.86,29.686214480687028,-30.316624711214899,0.99594122746411118,null,"9, 0.86",9,0.86,28461.717581616325,-884.06866237241775,0.99999909721565328,null,"9, 0.86",9,0.86,5820.8218918100583,291678.79666615883,0.99599997575388066,null,"9, 0.86",9,0.86,4829295.246110403,10672667.64197433,0.99999909479536886]
[null,"9, 0.87",9,0.87,79.106399636867394,-44.776492462127862,0.99986447676673473,null,"9, 0.87",9,0.87,26171.204735336243,-840.38317672116682,0.99999871614673264,null,"9, 0.87",9,0.87,15454.16592698852,288870.39364627516,0.99986579807188369,null,"9, 0.87",9,0.87,4440471.6952113053,10680196.132485509,0.99999871278641161]
[null,"9, 0.88",9,0.88,123.89928873173798,-57.784938988690556,0.99999883390132649,null,"9, 0.88",9,0.88,23874.717496987167,-793.65561379073188,0.99999816269874908,null,"9, 0.88",9,0.88,24183.421712436644,286345.62721493747,0.99999879779965639,null,"9, 0.88",9,0.88,4050652.6213671882,10688245.1447227,0.99999815795561497]
[null,"9, 0.89",9,0.89,163.39863817545387,-69.281171076589089,0.99993959941848798,null,"9, 0.89",9,0.89,21571.635032511622,-743.82525606732816,0.99999734247188587,null,"9, 0.89",9,0.89,31878.615981106959,284116.36655424349,0.99993951367944289,null,"9, 0.89",9,0.89,3659732.5572916423,10696825.027116656,0.99999733563735693]
[null,"9, 0.9",9,0.9,196.96781520413973,-79.204395509532333,0.99984044959778828,null,"9, 0.9",9,0.9,19261.364100476898,-690.83138603903353,0.99999609400549061,null,"9, 0.9",9,0.9,38415.552055589753,282194.48084711935,0.9998403958394575,null,"9, 0.9",9,0.9,3267610.7231332073,10705946.128098965,0.99999608389639039]
[null,"9, 0.91",9,0.91,223.99817091199566,-87.49381907152565,0.99971393093529204,null,"9, 0.91",9,0.91,16943.337535996794,-634.61328619066626,0.99999412555503131,null,"9, 0.91",9,0.91,43675.492453088482,280591.83927698713,0.99971385144220648,null,"9, 0.91",9,0.91,2874190.7689239974,10715618.796101034,0.99999411008639216]
[null,"9, 0.92",9,0.92,243.90751938897225,-94.088648552075028,0.99955029048394373,null,"9, 0.92",9,0.92,14617.012833527917,-575.11023900751024,0.99999087191749503,null,"9, 0.92",9,0.92,47544.862190092565,279320.31102380622,0.99955006279245784,null,"9, 0.92",9,0.92,2479380.5338251642,10725853.379554391,0.99999084714887521]
[null,"9, 0.93",9,0.93,256.13871497931234,-98.92809073375247,0.99932802413751332,null,"9, 0.93",9,0.93,12281.870821098824,-512.26152698136866,0.99998513345476958,null,"9, 0.93",9,0.93,49914.97122857083,278391.76527108252,0.9993274219170396,null,"9, 0.93",9,0.93,2083091.8209049287,10736660.226889789,0.99998509120470946]
[null,"9, 0.94",9,0.94,260.15832035269739,-101.95135239138472,0.9990087184933597,null,"9, 0.94",9,0.94,9937.4144191621726,-446.00643259380013,0.99997402532673618,null,"9, 0.94",9,0.94,50681.754638500133,277818.07120314427,0.99900729472034322,null,"9, 0.94",9,0.94,1685240.1862924146,10748049.686538815,0.99997394620402646]
[null,"9, 0.95",9,0.95,255.45535869839586,-103.09764031551458,0.99852046103376868,null,"9, 0.95",9,0.95,7583.1674778358583,-376.28423833474517,0.99994922547451226,null,"9, 0.95",9,0.95,49745.529171161681,277611.09799966495,0.99851725729578689,null,"9, 0.95",9,0.95,1285744.741648155,10760032.106932491,0.99994905336468032]
[null,"10, 0.05",10,0.05,1209498.4757466377,91.706970831379294,0.99999995532637487,null,"10, 0.05",10,0.05,1070341.6710460011,-7178.9095665514469,0.99999981525076598,null,"10, 0.05",10,0.05,238596915.89255375,7140831.0635039806,0.99999995540649811,null,"10, 0.05",10,0.05,242229925.71820152,3053143.5995838642,0.99999977200152401]
[null,"10, 0.06",10,0.06,1007887.4975606366,91.066554686054587,0.99999996926782575,null,"10, 0.06",10,0.06,856338.0812456581,-6845.4361143093556,0.99999984857409574,null,"10, 0.06",10,0.06,198822840.65507254,7140727.2336270809,0.99999996932284629,null,"10, 0.06",10,0.06,193793984.90321043,3119773.5314958096,0.99999981296046514]
[null,"10, 0.07",10,7.0000000000000007E-2,863996.62608461932,88.266015252098441,0.99999997997055234,null,"10, 0.07",10,7.0000000000000007E-2,704280.77730983775,-6521.6251077577472,0.99999987909521104,null,"10, 0.07",10,7.0000000000000007E-2,170436046.09124941,7140196.5153996944,0.99999998000627921,null,"10, 0.07",10,7.0000000000000007E-2,159378732.07223552,3184413.5897095203,0.99999985064455943]
[null,"10, 0.08",10,0.08,756171.67980031844,83.439806818962097,0.99999998790473643,null,"10, 0.08",10,0.08,590930.76054928277,-6207.3423125538975,0.99999990664176097,null,"10, 0.08",10,0.08,149164494.6393044,7139265.4421517849,0.99999998792612532,null,"10, 0.08",10,0.08,133724335.25359179,3247094.2231857777,0.99999988479990809]
[null,"10, 0.09",10,0.09,672382.55786425236,76.722383653745055,0.99999999350033475,null,"10, 0.09",10,0.09,503377.47613662638,-5902.4534943467006,0.99999993103290807,null,"10, 0.09",10,0.09,132634832.09824872,7137960.5472083092,0.9999999935115933,null,"10, 0.09",10,0.09,113908665.57412067,3307845.88088727,0.99999991515427611]
[null,"10, 0.1",10,0.1,605411.19977033243,68.24820002540946,0.9999999971480027,null,"10, 0.1",10,0.1,433874.59117544931,-5606.8244187906384,0.99999995207906467,null,"10, 0.1",10,0.1,119423045.94748889,7136308.363900423,0.99999999715268328,null,"10, 0.1",10,0.1,98178445.709927067,3366699.0117759705,0.99999994141561843]
[null,"10, 0.11",10,0.11,550664.29428741115,58.151710204780102,0.99999999920028437,null,"10, 0.11",10,0.11,377492.62109530316,-5320.3208515448496,0.99999996958165593,null,"10, 0.11",10,0.11,108622946.40119298,7134335.4255537987,0.99999999920136484,null,"10, 0.11",10,0.11,85417953.727623329,3423684.0648131371,0.9999999632704708]
[null,"10, 0.12",10,0.12,505079.63392805681,46.567368468269706,0.99999999997302547,null,"10, 0.12",10,0.12,330945.24284922174,-5042.808558258228,0.99999998333291795,null,"10, 0.12",10,0.12,99630406.935472831,7132068.2654974461,0.99999999997297928,null,"10, 0.12",10,0.12,74883375.004950926,3478831.4889609814,0.99999998038219051]
[null,"10, 0.13",10,0.13,466537.22889327822,33.629629082977772,0.99999999974697473,null,"10, 0.13",10,0.13,291957.30971238279,-4774.1533045917749,0.99999999311574628,null,"10, 0.13",10,0.13,92027186.110713691,7129533.4170577526,0.99999999974783127,null,"10, 0.13",10,0.13,66059760.957269311,3532171.7331812382,0.99999999238903048]
[null,"10, 0.14",10,0.14000000000000001,433522.80075522454,19.47294632345438,0.99999999876953061,null,"10, 0.14",10,0.14000000000000001,258903.71688134142,-4514.2208561915904,0.99999999870360534,null,"10, 0.14",10,0.14000000000000001,85514540.041476265,7126757.4135656357,0.99999999877292911,null,"10, 0.14",10,0.14000000000000001,58579291.166978166,3583735.2464351654,0.99999999890203028]
[null,"10, 0.15",10,0.15,404925.87866680534,4.2317744586616755,0.99999999725660493,null,"10, 0.15",10,0.15,230592.72083357198,-4262.8769787205383,0.99999999986051946,null,"10, 0.15",10,0.15,79873389.878438711,7123766.7883450985,0.99999999726383904,null,"10, 0.15",10,0.15,52172230.661170542,3633552.4776852131,0.9999999995027018]
[null,"10, 0.16",10,0.16,379913.60949270229,-11.959432231262326,0.9999999953945653,null,"10, 0.16",10,0.16,206130.51392717942,-4019.9874378247187,0.9999999963411681,null,"10, 0.16",10,0.16,74939426.484609291,7120588.0747280121,0.99999999540662299,null,"10, 0.16",10,0.16,46636278.210166253,3681653.8758928776,0.9999999937404872]
[null,"10, 0.17",10,0.17,357849.10554120177,-28.966219479218125,0.99999999334223011,null,"10, 0.17",10,0.17,184833.59620071508,-3785.417999160476,0.99999998789111066,null,"10, 0.17",10,0.17,70587001.69640632,7117247.8060410023,0.99999999335982881,null,"10, 0.17",10,0.17,41816732.873621583,3728069.8900203705,0.99999998112996347]
[null,"10, 0.18",10,0.18,338237.00971874903,-46.654133019968867,0.99999999123288974,null,"10, 0.18",10,0.18,166170.35657305233,-3559.0344283860177,0.99999997424717502,null,"10, 0.18",10,0.18,66718389.164377376,7113772.5156099796,0.99999999125650629,null,"10, 0.18",10,0.18,37593271.697935939,3772830.9690287113,0.99999996114776468]
[null,{"$f":"C845&\", \"&D845","v":"10, 0.19"},10,0.19,320686.25063569483,-64.888718571513891,0.9999999891763276,null,{"$f":"J845&\", \"&K845","v":"10, 0.19"},10,0.19,149721.10208540678,-3340.7024911548942,0.99999995513805084,null,{"$f":"Q845&\", \"&R845","v":"10, 0.19"},10,0.19,63256436.507375672,7110188.7367656231,0.99999998920622435,null,{"$f":"X845&\", \"&Y845","v":"10, 0.19"},10,0.19,33870902.877635121,3815967.5618797541,0.99999993322918668]
[null,"10, 0.2",10,0.2,304883.97118032031,-83.535521863028407,0.99999998726082195,null,"10, 0.2",10,0.2,135150.07837075079,-3130.287953116931,0.99999993028513734,null,"10, 0.2",10,0.2,60139421.820483886,7106523.0028352737,0.99999998729707185,null,"10, 0.2",10,0.2,30573632.96833973,3857510.117536664,0.99999989676443768]
[null,"10, 0.21",10,0.21,290576.90607171023,-102.46008863113821,0.99999998555511005,null,"10, 0.21",10,0.21,122185.48427482422,-2927.6565799303353,0.99999989940370793,null,"10, 0.21",10,0.21,57317379.752102293,7102801.8471448421,0.99999998559761716,null,"10, 0.21",10,0.21,27639943.467457019,3897489.0849593878,0.99999985109449174]
[null,"10, 0.22",10,0.22,277557.83826184249,-121.52796459197998,0.99999998411030044,null,"10, 0.22",10,0.22,110604.93703505033,-2732.6741372491233,0.99999986220446402,null,"10, 0.22",10,0.22,54749429.56001281,7099051.8030254841,0.99999998415881963,null,"10, 0.22",10,0.22,25019501.054683745,3935934.9131108522,0.99999979550649287]
[null,"10, 0.23",10,0.23,265655.58845017786,-140.60469548404217,0.99999998296171733,null,"10, 0.23",10,0.23,100224.72915190924,-2545.2063907235861,0.9999998183955755,null,"10, 0.23",10,0.23,52401800.196296319,7095299.4038023949,0.99999998301587267,null,"10, 0.23",10,0.23,22670726.030639004,3972878.0509520769,0.99999972922865665]
[null,"10, 0.24",10,0.24,254727.50721959985,-159.5558270290494,0.99999998213067109,null,"10, 0.24",10,0.24,90891.771042467997,-2365.1191060142592,0.99999976768531729,null,"10, 0.24",10,0.24,50246349.121020071,7091571.1828067303,0.99999998218997221,null,"10, 0.24",10,0.24,20558968.645838704,4008348.9474464655,0.99999965142459923]
[null,"10, 0.25",10,0.25,244653.76905973061,-178.24690496176481,0.99999998162614423,null,"10, 0.25",10,0.25,82477.467457062521,-2192.2780487728305,0.99999970978544639,null,"10, 0.25",10,0.25,48259436.600640692,7087893.6733622551,0.99999998169000204,null,"10, 0.25",10,0.25,18655123.11071622,4042378.051553607,0.99999956118702238]
[null,"10, 0.26",10,0.26,235332.98315409664,-196.5434750020504,0.99999998144638569,null,"10, 0.26",10,0.26,74873.007030592533,-2026.5489846495911,0.99999964441549216,null,"10, 0.26",10,0.26,46421059.783698283,7084293.4088008404,0.99999998151412728,null,"10, 0.26",10,0.26,16934561.449484382,4074995.8122369051,0.99999945753066155]
[null,"10, 0.27",10,0.27,226678.77954792435,-214.31108288653195,0.99999998158041359,null,"10, 0.27",10,0.27,67985.698600195086,-1867.7976793046109,0.9999995713081733,null,"10, 0.27",10,0.27,44714179.204134531,7080796.9224464893,0.99999998165129644,null,"10, 0.27",10,0.27,15376304.275361547,4106232.6784572601,0.99999933938440067]
[null,"10, 0.28",10,0.28000000000000003,218617.12685140746,-231.41527432948351,0.99999998200941886,null,"10, 0.28",10,0.28000000000000003,61736.092597701623,-1715.8898983881809,0.99999949021621382,null,"10, 0.28",10,0.28000000000000003,43124189.605327867,7077430.7476315498,0.99999998208264529,null,"10, 0.28",10,0.28000000000000003,13962369.256820586,4136119.0991770029,0.99999920558242672]
[null,"10, 0.29",10,0.28999999999999998,211084.20490092048,-247.7215950768441,0.99999998270807366,null,"10, 0.29",10,0.28999999999999998,56055.698016070601,-1570.6914075575769,0.99999940092088491,null,"10, 0.29",10,0.28999999999999998,41638500.248811588,7074221.4176814556,0.99999998278280244,null,"10, 0.29",10,0.28999999999999998,12677254.383924311,4164685.5233579874,0.9999990548542913]
[null,"10, 0.3",10,0.3,204024.70288798719,-263.09559084288776,0.99999998364573983,null,"10, 0.3",10,0.3,50885.155982532378,-1432.0679724654183,0.99999930324269248,null,"10, 0.3",10,0.3,40246199.161247797,7071195.4659235477,0.99999998372110022,null,"10, 0.3",10,0.3,11507524.581393857,4191962.3999609947,0.99999888581370489]
[null,"10, 0.31",10,0.31,197390.44688264502,-277.402807360515,0.99999998478758279,null,"10, 0.31",10,0.31,46172.766833707021,-1299.8853587657213,0.99999919705472373,null,"10, 0.31",10,0.31,38937782.365858324,7068379.4256873131,0.99999998486268604,null,"10, 0.31",10,0.31,10441478.332050804,4217980.177949369,0.9999986969458734]
[null,"10, 0.32",10,0.32,191139.28469617656,-290.50879035703838,0.99999998609559182,null,"10, 0.32",10,0.32,41873.293364137287,-1174.0093321134336,0.99999908229930323,null,"10, 0.32",10,0.32,37704933.882962294,7065799.8303000927,0.99999998616954333,null,"10, 0.32",10,0.32,9468876.808364084,4242769.3062835932,0.99999848659313839]
[null,"10, 0.33",10,0.33,185234.1734960725,-302.27908556163311,0.99999998752950892,null,"10, 0.33",10,0.33,37946.981665996849,-1054.305658161873,0.99999895900877511,null,"10, 0.33",10,0.33,36540345.730415888,7063483.2130901814,0.99999998760141884,null,"10, 0.33",10,0.33,8580722.2528063636,4266360.2339264154,0.99999825293863742]
[null,"10, 0.34",10,0.34,179642.42843011883,-312.57923870161176,0.99999998904767085,null,"10, 0.34",10,0.34,34358.75476179205,-940.64010256668553,0.99999882733143075,null,"10, 0.34",10,0.34,35437569.688680463,7061456.1073856354,0.9999999891166651,null,"10, 0.34",10,0.34,7769075.4675594289,4288783.4098392129,0.99999799398764255]
[null,"10, 0.35",10,0.35,174335.10005778325,-321.27479551360011,0.99999999060776767,null,"10, 0.35",10,0.35,31077.544471457102,-832.87843098235317,0.99999868756387422,null,"10, 0.35",10,0.35,34390894.477593236,7059745.0465126038,0.99999999067299861,null,"10, 0.35",10,0.35,7026904.5916985739,4310069.2829831839,0.99999770754615658]
[null,"10, 0.36",10,0.36,169286.45554303654,-328.23130170814693,0.99999999216752422,null,"10, 0.36",10,0.36,28075.734634933327,-730.88640906149521,0.99999854019145806,null,"10, 0.36",10,0.36,33395243.403676111,7058376.5638017654,0.99999999222817981,null,"10, 0.36",10,0.36,6347959.0821795929,4330248.3023209572,0.99999739119625186]
[null,"10, 0.37",10,0.37,164473.54397806962,-333.31430303119123,0.99999999368530712,null,"10, 0.37",10,0.37,25328.694622979441,-634.5298024606891,0.99999838593883938,null,"10, 0.37",10,0.37,32446088.60517842,7057377.192579031,0.99999999374061987,null,"10, 0.37",10,0.37,5726664.1303414572,4349350.916814208,0.99999704226750563]
[null,"10, 0.38",10,0.38,159875.8303401052,-336.38934519328177,0.99999999512066284,null,"10, 0.38",10,0.38,22814.386504168902,-543.67437683115713,0.9999982258332577,null,"10, 0.38",10,0.38,31539378.837375846,7056773.4661738873,0.99999999516991811,null,"10, 0.38",10,0.38,5158031.7494874578,4367407.575424552,0.99999665780372526]
[null,"10, 0.39",10,0.39,155474.88576254886,-337.32197393476963,0.99999999643479343,null,"10, 0.39",10,0.39,20513.032647734271,-458.18589782784693,0.99999806128379987,null,"10, 0.39",10,0.39,30671478.367823496,7056591.9179134369,0.99999999647733773,null,"10, 0.39",10,0.39,4637585.5413000202,4384448.7271137834,0.99999623452392372]
[null,"10, 0.4",10,0.4,151254.1242654653,-335.97773498483002,0.99999999759097247,null,"10, 0.4",10,0.4,18406.833185984986,-377.9301311080344,0.99999789418074569,null,"10, 0.4",10,0.4,29839115.03732099,7056859.0811259747,0.99999999762622016,null,"10, 0.4",10,0.4,4161296.7472933494,4400504.8208438754,0.99999576877621776]
[null,"10, 0.41",10,0.41,147198.57801330325,-332.22217405959964,0.99999999855490929,null,"10, 0.41",10,0.41,16479.724823687942,-302.77284232177772,0.99999772702006606,null,"10, 0.41",10,0.41,29039335.921711866,7057601.4891388416,0.99999999858234845,null,"10, 0.41",10,0.41,3725529.6585899997,4415606.3055766821,0.99999525648288701]
[null,"10, 0.42",10,0.42,143294.70467865918,-325.9208369012922,0.99999999929506345,null,"10, 0.42",10,0.42,14717.174103251462,-232.57979712716769,0.99999756305925125,null,"10, 0.42",10,0.42,28269469.327711701,7058845.6752793789,0.99999999931426242,null,"10, 0.42",10,0.42,3326994.8243008698,4429783.6302731335,0.99999469307425748]
[null,"10, 0.43",10,0.43,139530.2216855158,-316.93926922604442,0.99999999978291731,null,"10, 0.43",10,0.43,13105.999516627096,-167.21676117600873,0.99999740651173064,null,"10, 0.43",10,0.43,27527092.091643918,7060618.1728777885,0.99999999979352905,null,"10, 0.43",10,0.43,2962708.7889683917,4443067.2438960373,0.99999407340822311]
[null,"10, 0.44",10,0.44,135893.96305567588,-305.14301677048206,0.99999999999320932,null,"10, 0.44",10,0.44,11634.217874680031,-106.54950012464542,0.99999726278789225,null,"10, 0.44",10,0.44,26810001.337438934,7062945.5152609348,0.99999999999497557,null,"10, 0.44",10,0.44,2629959.3203584198,4455487.5954068005,0.99999339167098089]
[null,"10, 0.45",10,0.45,132375.75534233724,-290.39762526005507,0.99999999990413346,null,"10, 0.45",10,0.45,10290.911160642912,-50.443779624532908,0.99999713879028251,null,"10, 0.45",10,0.45,26116190.000233326,7065854.2357563972,0.99999999989688815,null,"10, 0.45",10,0.45,2326275.2735464955,4467075.1337675452,0.99999264125269538]
[null,"10, 0.46",10,0.46,128966.30974624569,-272.56864042021334,0.99999999949750995,null,"10, 0.46",10,0.46,9066.1107505107138,1.2346346689155325,0.99999704326716587,null,"10, 0.46",10,0.46,25443825.542543102,7069370.8676929474,0.99999999948118201,null,"10, 0.46",10,0.46,2049400.3857755284,4477860.3079394102,0.99999181458893638]
[null,"10, 0.47",10,0.47,125657.12800425406,-251.52160798572004,0.99999999875893097,null,"10, 0.47",10,0.47,7950.696413810977,48.619977100403048,0.9999969872181691,null,"10, 0.47",10,0.47,24791231.387521237,7073521.9443964958,0.99999999873354595,null,"10, 0.47",10,0.47,1797270.4166507148,4487873.5668849349,0.99999090295417681]
[null,"10, 0.48",10,0.48,122440.42004181043,-227.12207367457449,0.9999999976778845,null,"10, 0.48",10,0.48,6936.3079392769996,91.846482016146183,0.99999698431912731,null,"10, 0.48",10,0.48,24156870.673057895,7078333.9991979599,0.9999999976435664,null,"10, 0.48",10,0.48,1567993.1458101638,4497145.3595652878,0.99998989618617884]
[null,"10, 0.49",10,0.49,119309.0317088164,-199.23558322526515,0.99999999624786262,null,"10, 0.49",10,0.49,6015.2675818681337,131.04838376143016,0.99999705126979777,null,"10, 0.49",10,0.49,23539331.995174717,7083833.5654218197,0.99999999620483393,null,"10, 0.49",10,0.49,1359830.8198602907,4505706.1349422932,0.99998878230746158]
[null,"10, 0.5",10,0.5,116256.38118718116,-167.72768235579133,0.99999999446645627,null,"10, 0.5",10,0.5,5180.51181614692,166.35991668293718,0.99999720781942492,null,"10, 0.5",10,0.5,22937316.862211563,7090047.1764001846,0.99999999441503773,null,"10, 0.5",10,0.5,1171184.7056790059,4513586.341978386,0.99998754698780157]
[null,"10, 0.51",10,0.51,113276.40287984091,-132.46391680091619,0.99999999233544035,null,"10, 0.51",10,0.51,4425.5311186709205,197.91531512700021,0.99999747587415833,null,"10, 0.51",10,0.51,22349628.62499148,7097001.36545825,0.99999999227604996,null,"10, 0.51",10,0.51,1000581.4609773178,4520816.4296347052,0.99998617275086144]
[null,"10, 0.52",10,0.52,110363.49777412118,-93.309832291677594,0.99999998986085192,null,"10, 0.52",10,0.52,3744.3166985702742,225.84881343843881,0.99999787624006864,null,"10, 0.52",10,0.52,21775162.684274189,7104722.6659240723,0.99999998979400406,null,"10, 0.52",10,0.52,846661.07748847478,4527426.846873194,0.99998463774919943]
[null,"10, 0.53",10,0.53,107512.48942434181,-50.130974544212222,0.99999998705306781,null,"10, 0.53",10,0.53,3131.3132586257361,250.29464596195612,0.99999841940878742,null,"10, 0.53",10,0.53,21212897.806799807,7113237.6111261845,0.99999998697936998,null,"10, 0.53",10,0.53,708166.18907905195,4533448.0426559225,0.99998291377093229]
[null,"10, 0.54",10,0.54,104718.58482524358,-2.792889304459095,0.99999998392687983,null,"10, 0.54",10,0.54,2581.3770051156484,271.3870470438269,0.99999908105203605,null,"10, 0.54",10,0.54,20661888.406216588,7122572.734392643,0.99999998384703015,null,"10, 0.54",10,0.54,583932.56784773769,4538910.4659443721,0.99998096278990545]
[null,"10, 0.55",10,0.55000000000000004,101977.33955376761,48.838877720758319,0.99999998050157424,null,"10, 0.55",10,0.55000000000000004,2089.7382384072675,289.26025103198481,0.999999736326183,null,"10, 0.55",10,0.55000000000000004,20121257.666089274,7132754.5690524578,0.99999998041635818,null,"10, 0.55",10,0.55000000000000004,472880.65701331402,4543844.5657010823,0.99997873053997888]
[null,"10, 0.56",10,0.56000000000000005,99284.626645645301,104.898780785501,0.99999997680101727,null,"10, 0.56",10,0.56000000000000005,1651.9679516987003,304.04849227023078,0.99999997427170972,null,"10, 0.56",10,0.56000000000000005,19590191.399728008,7143809.6484310627,0.9999999767113027,null,"10, 0.56",10,0.56000000000000005,374008.01099324704,4548280.7908858135,0.99997613342268121]
[null,"10, 0.57",10,0.56999999999999995,96636.608748135492,165.52127416990697,0.99999997285374642,null,"10, 0.57",10,0.56999999999999995,1263.9479456831102,315.88600510200195,0.99999852127091193,null,"10, 0.57",10,0.56999999999999995,19067932.55635098,7155764.5058567524,0.99999997276047869,null,"10, 0.57",10,0.56999999999999995,286382.53126336023,4552249.5904634446,0.99997302861909665]
[null,"10, 0.58",10,0.57999999999999996,94029.713153513527,230.84081214852631,0.99999996869307395,null,"10, 0.58",10,0.57999999999999996,921.84403479868718,324.90702387837518,0.99999116150059053,null,"10, 0.58",10,0.57999999999999996,18553776.295575093,7168645.6746599674,0.99999996859727047,null,"10, 0.58",10,0.57999999999999996,209136.40195638782,4555781.4133930765,0.99996913465672543]
[null,"10, 0.59",10,0.59,91460.609371527898,300.99184898659587,0.99999996435719962,null,"10, 0.59",10,0.59,622.08197826765786,331.245782942191,0.99996122792191489,null,"10, 0.59",10,0.59,18047065.562805977,7182479.6881668568,0.9999999642599432,null,"10, 0.59",10,0.59,141460.64217908983,4558906.7086372636,0.99996376831463851]
[null,"10, 0.6",10,0.6,88926.188944610272,376.10883895866573,0.99999995988933654,null,"10, 0.6",10,0.6,361.3258180308336,335.03651663546043,0.9998135770114347,null,"10, 0.6",10,0.6,17547187.107088868,7197293.0797057152,0.99999995979176792,null,"10, 0.6",10,0.6,82600.203097747115,4561655.9251587605,0.99995458978246898]
[null,"10, 0.61",10,0.61,86423.547248475705,456.32623633556068,0.99999995533784869,null,"10, 0.61",10,0.61,136.45834737682259,336.41345931174328,0.99812173928395498,null,"10, 0.61",10,0.61,17053567.890646368,7213112.3826048374,0.99999995524115826,null,"10, 0.61",10,0.61,31849.547277613685,4564059.5119182374,0.99992394420187669]
[null,"10, 0.62",10,0.62,83949.967053954213,541.77849539369345,0.99999995075639869,null,"10, 0.62",10,0.62,-55.436530294940674,335.51084531162087,0.98505343575950666,null,"10, 0.62",10,0.62,16565671.845880264,7229964.1301920414,0.99999995066181768,null,"10, 0.62",10,0.62,-11451.344171890905,4566147.9178782217,0.99999819679326674]
[null,"10, 0.63",10,0.63,81502.903654362875,632.60007040388882,0.99999994620410348,null,"10, 0.63",10,0.63,-217.08976259471501,332.46290898029474,0.9987566253703194,null,"10, 0.63",10,0.63,16082996.941230334,7247874.8557941914,0.99999994611289356,null,"10, 0.63",10,0.63,-47920.584180054444,4567951.5920001408,0.99997693981342728]
[null,"10, 0.64",10,0.64,79079.971387186524,728.92541563417763,0.99999994174569329,null,"10, 0.64",10,0.64,-351.06161290712657,327.40388466501463,0.99942631911983848,null,"10, 0.64",10,0.64,15605072.522108851,7266871.0927402973,0.99999994165913508,null,"10, 0.64",10,0.64,-78137.653618057942,4569500.9832449034,0.99996559519623607]
[null,"10, 0.65",10,0.65,76678.931399910842,830.88898535631597,0.99999993745166249,null,"10, 0.65",10,0.65,-459.75478994697778,320.46800671415258,0.99961002667922161,null,"10, 0.65",10,0.65,15131456.897287348,7286979.3743584156,0.99999993737104231,null,"10, 0.65",10,0.65,-102646.37299581137,4570826.5405758135,0.99995754037136408]
[null,"10, 0.66",10,0.66,74297.680528052704,938.62523384485394,0.99999993339840176,null,"10, 0.66",10,0.66,-545.42638371900318,311.78950946957048,0.99968588926665425,null,"10, 0.66",10,0.66,14661735.144702716,7308226.2339763641,0.99999993332499726,null,"10, 0.66",10,0.66,-121957.60400443096,4571958.7129549962,0.99995011616361784]
[null,"10, 0.67",10,0.67,71934.241169187648,1052.268615372479,0.99999992966828832,null,"10, 0.67",10,0.67,-610.19873258584937,301.50262727439986,0.99972221468211431,null,"10, 0.67",10,0.67,14195517.113758301,7330638.204921484,0.99999992960335193,null,"10, 0.67",10,0.67,-136551.70912956833,4572927.9493424222,0.99994249150907855]
[null,"10, 0.68",10,0.68,69586.752050445662,1171.9535842072219,0.99999992634970558,null,"10, 0.68",10,0.68,-656.06933147728159,289.74159448307182,0.99973953540331217,null,"10, 0.68",10,0.68,13732435.603892535,7354241.8205227852,0.99999992629444523,null,"10, 0.68",10,0.68,-146880.79424011175,4573764.6987013686,0.99993424681978405]
[null,"10, 0.69",10,0.69,67253.459798833224,1297.8145946236327,0.99999992353694533,null,"10, 0.69",10,0.69,-684.91987851529507,276.64064543665154,0.99974580883081476,null,"10, 0.69",10,0.69,13272144.701532954,7379063.6141068935,0.99999992349250233,null,"10, 0.69",10,0.69,-153370.75616903364,4574499.409992421,0.99992507365811345]
[null,"10, 0.7",10,0.7,64932.711234099239,1429.9861008962616,0.99999992132992643,null,"10, 0.7",10,0.7,-698.52454621496429,262.33401447805227,0.99974456357579422,null,"10, 0.7",10,0.7,12814318.259596914,7405130.1190025806,0.99999992129734983,null,"10, 0.7",10,0.7,-156423.15478744963,4575162.5321781915,0.99991467665203948]
[null,"10, 0.71",10,0.71,62622.946312908236,1568.6025572931394,0.99999991983363357,null,"10, 0.71",10,0.71,-698.5575537103723,246.95593595605169,0.99973741947733819,null,"10, 0.71",10,0.71,12358648.505485319,7432467.8685386181,0.99999991981384984,null,"10, 0.71",10,0.71,-156416.92687513708,4575784.5142205004,0.99990272492622967]
[null,"10, 0.72",10,0.72,60322.691660998913,1713.7984180888161,0.99999991915713127,null,"10, 0.72",10,0.72,-686.60010796129541,230.6406442149746,0.99972501394184266,null,"10, 0.72",10,0.72,11904844.765076803,7461103.3960416317,0.9999999191509088,null,"10, 0.72",10,0.72,-153709.9571685456,4576395.8050804809,0.99988881398602314]
[null,"10, 0.73",10,0.73,58030.554636946254,1865.7081375503913,0.99999991941194522,null,"10, 0.73",10,0.73,-664.14677445043696,213.52237360290019,0.99970736762711643,null,"10, 0.73",10,0.73,11452632.291599113,7491063.2348399162,0.99999991941985067,null,"10, 0.73",10,0.73,-148640.52028159978,4577026.8537210971,0.99987242236642271]
[null,"10, 0.74",10,0.74,55745.217877240015,2024.4661699552089,0.99999992070949628,null,"10, 0.74",10,0.74,-632.61133133704288,195.73535846675804,0.999684007858894,null,"10, 0.74",10,0.74,11001751.189456876,7522373.918261528,0.99999992073184307,null,"10, 0.74",10,0.74,-141528.60571393135,4577708.1091034431,0.99985285101174504]
[null,"10, 0.75",10,0.75,53465.43427775726,2190.2069695712999,0.99999992315712471,null,"10, 0.75",10,0.75,-593.33215527845789,177.41383314869017,0.99965395180304406,null,"10, 0.75",10,0.75,10551955.424153125,7555061.9796354771,0.99999992319390896,null,"10, 0.75",10,0.75,-132677.13685853902,4578470.0201888327,0.99982912908464272]
[null,"10, 0.76",10,0.76,51190.022371434068,2363.0649906750768,0.99999992685200167,null,"10, 0.76",10,0.76,-547.57718205533536,158.6920319905621,0.99961556353609038,null,"10, 0.76",10,0.76,10103011.910374971,7589153.9522871971,0.99999992690282324,null,"10, 0.76",10,0.76,-122373.09377192824,4579343.035938777,0.99979985730934884]
[null,"10, 0.77",10,0.77,48917.862066118971,2543.1746875364333,0.99999993187186453,null,"10, 0.77",10,0.77,-496.54848065471754,139.70418934669578,0.999566235674614,null,"10, 0.77",10,0.77,9654699.6711374372,7624676.3695466518,0.99999993193582815,null,"10, 0.77",10,0.77,-110888.54845577435,4580357.6053167414,0.99976293111842907]
[null,"10, 0.78",10,0.78,46647.890710283697,2730.6705144261941,0.99999993826093581,null,"10, 0.78",10,0.78,-441.38647550001895,120.58453956312587,0.9995017509440145,null,"10, 0.78",10,0.78,9206809.0616086461,7661655.7647416592,0.99999993833652723,null,"10, 0.78",10,0.78,-98481.620501364392,4581544.1772841634,0.99971501788334738]
[null,"10, 0.79",10,0.79,44379.099457540557,2925.6869256161153,0.99999994600846775,null,"10, 0.79",10,0.79,-383.17384800583591,101.46731697337236,0.99941496165913113,null,"10, 0.79",10,0.79,8759141.0518848971,7700118.6712005138,0.9999999460933926,null,"10, 0.79",10,0.79,-85397.360153580055,4582933.2008014293,0.99965048836373616]
[null,"10, 0.8",10,0.8,42110.529903821334,3128.3583753788844,0.99999995501585515,null,"10, 0.8",10,0.8,-322.93914551626034,82.486755936079135,0.99929282105207051,null,"10, 0.8",10,0.8,8311506.5635576984,7740091.6222493649,0.99999995510683282,null,"10, 0.8",10,0.8,-71868.565145109096,4584555.1248313356,0.99955900325546754]
[null,"10, 0.81",10,0.81,39841.270973653671,3338.8193179871887,0.99999996504577826,null,"10, 0.81",10,0.81,-261.66012291370049,63.777090791641967,0.99910882523099165,null,"10, 0.81",10,0.81,7863725.8554238901,7781601.1512176991,0.99999996513827005,null,"10, 0.81",10,0.81,-58116.537024253885,4586440.3983355621,0.99941929569774679]
[null,"10, 0.82",10,0.82,37570.456034271345,3557.2042077118531,0.99999997564261056,null,"10, 0.82",10,0.82,-200.26683972068162,45.472555886983173,0.99880001407088614,null,"10, 0.82",10,0.82,7415627.9541439097,7824673.7914330959,0.99999997573045918,null,"10, 0.82",10,0.82,-44351.782141891519,4588619.4702762533,0.99917992677607692]
[null,{"$f":"C909&\", \"&D909","v":"10, 0.83"},10,0.83,35297.260218342446,3783.6474988246337,0.99999998600598439,null,{"$f":"J909&\", \"&K909","v":"10, 0.83"},10,0.83,-139.64453331381094,27.707385566198354,0.99817506795029642,null,{"$f":"Q909&\", \"&R909","v":"10, 0.83"},10,0.83,6967050.1260571741,7869336.0762234926,0.99999998608092722,null,{"$f":"X909&\", \"&Y909","v":"10, 0.83"},10,0.83,-30774.661964474657,4591122.789614547,0.99868050290719534]
[null,"10, 0.84",10,0.84,33020.897937931928,4018.2836455954239,0.99999999478625667,null,"10, 0.84",10,0.84,-80.636286909096228,10.615814175187552,0.99631750307922873,null,"10, 0.84",10,0.84,6517837.3867250551,7915614.5389165878,0.99999999483726199,null,"10, 0.84",10,0.84,-17575.996936258329,4593980.8053113129,0.99711889124771713]
[null,"10, 0.85",10,0.85,30740.62057394872,4261.2471023043618,0.99999999974635068,null,"10, 0.85",10,0.85,-24.04550921824535,-5.667923935399358,0.97643839017491729,null,"10, 0.85",10,0.85,6067842.0450942703,7963535.7128411531,0.99999999975869536,null,"10, 0.85",10,0.85,-4937.6277159100928,4597223.9663309902,0.97751095353764861]
[null,"10, 0.86",10,0.86,28455.714326794459,4512.6723232152872,0.99999999718800725,null,"10, 0.86",10,0.86,29.361758894274278,-21.009594431999176,0.99297821732799074,null,"10, 0.86",10,0.86,5616923.2794628562,8013126.1313245296,0.9999999971419814,null,"10, 0.86",10,0.86,6967.0627429976885,4600882.7216331959,0.99422486160337387]
[null,"10, 0.87",10,0.87,26165.49821524302,4772.6937626004219,0.99999998094793918,null,"10, 0.87",10,0.87,78.85469683338583,-35.274962954534203,0.99980419438695622,null,"10, 0.87",10,0.87,5164946.7426898563,8064412.3276942968,0.99999998081699726,null,"10, 0.87",10,0.87,17972.663116902328,4604987.5201812638,0.99973820806472102]
[null,"10, 0.88",10,0.88,23869.322211760344,5041.4458747366443,0.99999994057604924,null,"10, 0.88",10,0.88,123.73570312200994,-48.329795166377153,0.99999144539529805,null,"10, 0.88",10,0.88,4711784.1943225292,8117420.8352792263,0.99999994032414852,null,"10, 0.88",10,0.88,27921.280778810087,4609568.8109351117,0.99999896886680695]
[null,"10, 0.89",10,0.89,21566.565503533078,5319.0631138924509,0.99999985788108792,null,"10, 0.89",10,0.89,163.33852915860297,-60.039856718798546,0.99986074536750502,null,"10, 0.89",10,0.89,4257313.1575239981,8172178.1874067783,0.99999985745885034,null,"10, 0.89",10,0.89,36662.119399522198,4614657.0428578714,0.99995103106221572]
[null,"10, 0.9",10,0.9,19256.634869428457,5605.6799343372695,0.9999997000234282,null,"10, 0.9",10,0.9,197.02653739041085,-70.270913264772389,0.99966736198703654,null,"10, 0.9",10,0.9,3801416.5988723543,8228710.9174047709,0.99999969936272215,null,"10, 0.9",10,0.9,44051.084708940383,4620282.6649114927,0.99983610146930169]
[null,"10, 0.91",10,0.91,16938.963163967866,5901.4307903479785,0.99999940477069793,null,"10, 0.91",10,0.91,224.19107433299234,-78.888730458209466,0.99942840265819455,null,"10, 0.91",10,0.91,3343982.6292719254,8287045.5586017966,0.99999940377765317,null,"10, 0.91",10,0.91,49950.416251038994,4626476.1260573566,0.99967972632071689]
[null,"10, 0.92",10,0.92,14613.007900171697,6206.4501361972652,0.99999884633088865,null,"10, 0.92",10,0.92,244.24994969698412,-85.759073955719941,0.99912445671842243,null,"10, 0.92",10,0.92,2884904.2243703227,8347208.6443257928,0.99999884488004376,null,"10, 0.92",10,0.92,54228.343154849361,4633267.8752566548,0.99947162502367382]
[null,"10, 0.93",10,0.93,12278.249923833919,6520.8724261505995,0.99999774731512492,null,"10, 0.93",10,0.93,256.64601363537258,-90.74770940815506,0.99871633264292792,null,"10, 0.93",10,0.93,2424078.9630131405,8409226.7079040408,0.99999774526117791,null,"10, 0.93",10,0.93,56758.762113705532,4640688.3614725415,0.99918358995050893]
[null,"10, 0.94",10,0.94,9934.192172416575,6844.8321144853253,0.99999541710077455,null,"10, 0.94",10,0.94,260.84582480552405,-93.720402480728808,0.99813547175631323,null,"10, 0.94",10,0.94,1961408.7823929447,8473126.2826646566,0.99999541439821371,null,"10, 0.94",10,0.94,57420.935919144584,4648768.0336650182,0.99876289492592141]
[null,"10, 0.95",10,0.95,7580.3585123307357,7178.4636554711033,0.99998979870587801,null,"10, 0.95",10,0.95,256.3384025525869,-94.54291881674726,0.9972548558294958,null,"10, 0.95",10,0.95,1496799.7486626015,8538933.9019357264,0.99998979620259543,null,"10, 0.95",10,0.95,56099.211034578046,4657537.340798283,0.99810823109753632]
[null,"11, 0.05",11,0.05,1083861.1605358331,358.83776638843119,0.99999922760648419,null,"11, 0.05",11,0.05,1195946.1408497118,-634.31403757445514,0.99999996829208515,null,"11, 0.05",11,0.05,213631408.99426153,7193804.9482085705,0.99999921878692455,null,"11, 0.05",11,0.05,202934978.03356412,10701301.751937866,0.99999996720935158]
[null,"11, 0.06",11,0.06,871212.32879098377,419.91195601969957,0.9999992901717133,null,"11, 0.06",11,0.06,992977.59142076015,-601.30424604564905,0.99999997779177618,null,"11, 0.06",11,0.06,171671038.86970845,7205896.5491020679,0.99999928142579797,null,"11, 0.06",11,0.06,168426738.43932062,10707484.849625826,0.99999997695993559]
[null,"11, 0.07",11,7.0000000000000007E-2,720053.39066239237,477.70490876026452,0.99999935084876279,null,"11, 0.07",11,7.0000000000000007E-2,848186.85853845743,-570.94075052253902,0.99999998518871369,null,"11, 0.07",11,7.0000000000000007E-2,141844897.99949381,7217340.3286242485,0.9999993422282426,null,"11, 0.07",11,7.0000000000000007E-2,143810754.89496067,10713204.634112835,0.99999998457343597]
[null,"11, 0.08",11,0.08,607316.48943042592,532.28402831312269,0.99999940951869504,null,"11, 0.08",11,0.08,739748.1144046071,-543.15629349090159,0.99999999076785895,null,"11, 0.08",11,0.08,119600842.08868799,7228149.5019552708,0.99999940107504737,null,"11, 0.08",11,0.08,125375884.84850228,10718472.688874722,0.99999999033481368]
[null,"11, 0.09",11,0.09,520186.14913973259,583.71671836078167,0.99999946606103651,null,"11, 0.09",11,0.09,655535.89913132251,-517.88361744210124,0.99999999479401824,null,"11, 0.09",11,0.09,102409902.08455227,7238337.284273386,0.99999945784504884,null,"11, 0.09",11,0.09,111060382.43773301,10723300.597388983,0.99999999450964139]
[null,"11, 0.1",11,0.1,450973.08421710099,632.07038259971887,0.99999952035439488,null,"11, 0.1",11,0.1,588274.93678587116,-495.05546486750245,0.99999999751152946,null,"11, 0.1",11,0.1,88754696.555443496,7247916.8907575607,0.99999951241569496,null,"11, 0.1",11,0.1,99627200.145325482,10727699.943131685,0.99999999734367695]
[null,"11, 0.11",11,0.11,394784.11293412454,677.41242471244186,0.99999957227718284,null,"11, 0.11",11,0.11,533335.50632015127,-474.60457826592028,0.99999999914417004,null,"11, 0.11",11,0.11,77669619.135770604,7256901.536583662,0.99999956466371553,null,"11, 0.11",11,0.11,90289125.914798737,10731682.309578419,0.9999999990626588]
[null,"11, 0.12",11,0.12,348357.11413853196,719.81024839170277,0.99999962170846535,null,"11, 0.12",11,0.12,487631.12703542772,-456.46370011940598,0.99999999989527111,null,"11, 0.12",11,0.12,68510932.248472795,7265304.4369323254,0.99999961446591223,null,"11, 0.12",11,0.12,82521351.708498701,10735259.280206442,0.99999999987231192]
[null,"11, 0.13",11,0.13,309433.6962633658,759.3312573293224,0.9999996685289414,null,"11, 0.13",11,0.13,449025.00460180728,-440.56557292863727,0.99999999994802113,null,"11, 0.13",11,0.13,60832971.417123429,7273138.8069803715,0.99999966170008392,null,"11, 0.13",11,0.13,75960548.884972587,10738442.438490629,0.99999999995854794]
[null,"11, 0.14",11,0.14000000000000001,276400.72247508552,796.04285521432757,0.99999971262207077,null,"11, 0.14",11,0.14000000000000001,415990.85735508054,-426.84293918870389,0.99999999946593954,null,"11, 0.14",11,0.14000000000000001,54317404.872846298,7280417.8619065285,0.99999970624609624,null,"11, 0.14",11,0.14000000000000001,70347196.986039758,10741243.367909431,0.99999999948783924]
[null,"11, 0.15",11,0.15,248075.22576242793,830.01244573667645,0.99999975387536044,null,"11, 0.15",11,0.15,387409.41207482707,-415.22854138351977,0.9999999985934982,null,"11, 0.15",11,0.15,48730789.318465546,7287154.8168895245,0.99999974798711211,null,"11, 0.15",11,0.15,65490981.009034567,10743673.651937485,0.99999999860775179]
[null,"11, 0.16",11,0.16,223569.98086694541,861.30743258446455,0.99999979218182178,null,"11, 0.16",11,0.16,362441.21384573134,-405.65512200258672,0.9999999974568764,null,"11, 0.16",11,0.16,43898042.281099252,7293362.887106657,0.99999978681099722,null,"11, 0.16",11,0.16,61249164.701957628,10745744.874052286,0.9999999974476157]
[null,"11, 0.17",11,0.17,202206.5214145311,889.9952194551006,0.99999982744160798,null,"11, 0.17",11,0.17,340444.32655608206,-398.05542354844511,0.99999999616482271,null,"11, 0.17",11,0.17,39685277.163837716,7299055.2877371311,0.99999982261191189,null,"11, 0.17",11,0.17,57512596.813280068,10747468.617730141,0.99999999611931423]
[null,"11, 0.18",11,0.18,183457.15133643552,916.14321002736688,0.99999985956384463,null,"11, 0.18",11,0.18,320919.46656343673,-392.36218850500882,0.99999999480960922,null,"11, 0.18",11,0.18,35988359.946862325,7304245.2339581251,0.99999985529210145,null,"11, 0.18",11,0.18,54196381.925146133,10748856.466445923,0.99999999471817302]
[null,"11, 0.19",11,0.19,166905.26847311904,939.8188080014661,0.99999988846865506,null,"11, 0.19",11,0.19,303472.46257113043,-388.50815937295556,0.99999999346805735,null,"11, 0.19",11,0.19,32725079.561895154,7308945.940948844,0.99999988476389845,null,"11, 0.19",11,0.19,51233497.339248553,10749920.003677607,0.9999999933239303]
[null,"11, 0.2",11,0.2,152217.5910969504,961.08941706176847,0.99999991408939071,null,"11, 0.2",11,0.2,287787.97754183068,-386.42607863433659,0.99999999220261648,null,"11, 0.2",11,0.2,29829667.154313903,7313170.6238875389,0.99999991095193996,null,"11, 0.2",11,0.2,48570324.896941558,10750670.812901974,0.99999999200176881]
[null,"11, 0.21",11,0.21,139124.31971413273,980.02244089916348,0.99999993637506002,null,"11, 0.21",11,0.21,273610.73863579304,-386.04868878982961,0.99999999106248061,null,"11, 0.21",11,0.21,27248881.270376742,7316932.4979515076,0.9999999337956067,null,"11, 0.21",11,0.21,46163459.422178656,10751120.47759223,0.99999999080339508]
[null,"11, 0.22",11,0.22,127404.7092842866,996.68528320547193,0.99999995529295282,null,"11, 0.22",11,0.22,260731.886256862,-387.30873232334852,0.9999999900847244,null,"11, 0.22",11,0.22,24939160.720658462,7320244.7783200741,0.999999953251683,null,"11, 0.22",11,0.22,43977387.589103445,10751280.581228495,0.99999998976814741]
[null,"11, 0.23",11,0.23,116876.40520883797,1011.1453476697206,0.99999997083144343,null,"11, 0.23",11,0.23,248978.88421690991,-390.13895173557103,0.99999998929544842,null,"11, 0.23",11,0.23,22864520.174764384,7323120.6801711321,0.99999996929722534,null,"11, 0.23",11,0.23,41982772.302443415,10751162.707285404,0.99999998892411879]
[null,"11, 0.24",11,0.24,107387.44532230846,1023.4700379809365,0.99999998300295212,null,"11, 0.24",11,0.24,238207.95235916341,-394.47208951413631,0.99999998871091555,null,"11, 0.24",11,0.24,20994971.857365608,7325573.4186829329,0.99999998193262751,null,"11, 0.24",11,0.24,40155165.982804731,10750778.439239502,0.99999998828928183]
[null,"11, 0.25",11,0.25,98810.181405695956,1033.7267578290775,0.99999999184702459,null,"11, 0.25",11,0.25,228298.31535193269,-400.2408881559968,0.99999998833867254,null,"11, 0.25",11,0.25,19305326.037185822,7327616.2090334892,0.99999999118485028,null,"11, 0.25",11,0.25,38474032.663496584,10750139.360566139,0.99999998787260325]
[null,"11, 0.26",11,0.26,91036.603427537309,1041.9829109064303,0.99999999743348356,null,"11, 0.26",11,0.26,219147.77868378806,-407.37809014320374,0.99999998817864355,null,"11, 0.26",11,0.26,17774268.326222014,7329262.2664012909,0.99999999711077281,null,"11, 0.26",11,0.26,36921995.757319018,10749257.054744244,0.99999998767513654]
[null,"11, 0.27",11,0.27,83974.702842512255,1048.305900900159,0.99999999986558297,null,"11, 0.27",11,0.27,210669.28777091924,-415.81643798016012,0.99999998822418668,null,"11, 0.27",11,0.27,16383642.02358273,7330524.8059643507,0.99999999980060794,null,"11, 0.27",11,0.27,35484252.98628699,10748143.105246544,0.99999998769108533]
[null,"11, 0.28",11,0.28000000000000003,77545.615183202972,1052.7631315030158,0.99999999928307726,null,"11, 0.28",11,0.28000000000000003,202788.22439863128,-425.4886741489172,0.99999998846310967,null,"11, 0.28",11,0.28000000000000003,15117884.242789578,7331417.0429012775,0.9999999993812998,null,"11, 0.28",11,0.28000000000000003,34148116.68355605,10746809.095552921,0.9999999879088276]
[null,"11, 0.29",11,0.28999999999999998,71681.353839766918,1055.4220064040273,0.99999999586509658,null,"11, 0.29",11,0.28999999999999998,195440.26251977385,-436.32754114456475,0.99999998887863562,null,"11, 0.29",11,0.28999999999999998,13963578.702395678,7331952.1923902035,0.99999999601979939,null,"11, 0.29",11,0.28999999999999998,32902649.20529487,10745266.60913825,0.99999998831189674]
[null,"11, 0.3",11,0.3,66322.997083673676,1056.3499292922206,0.99999998983268623,null,"11, 0.3",11,0.3,188569.65289348294,-448.26578146405518,0.99999998945031676,null,"11, 0.3",11,0.3,12909097.958480386,7332143.4696090221,0.99999998992608352,null,"11, 0.3",11,0.3,31738371.260182928,10743527.229477882,0.99999998887991204]
[null,"11, 0.31",11,0.31,61419.225990074228,1055.6143038598821,0.99999998145084967,null,"11, 0.31",11,0.31,182127.83972932879,-461.23613759316504,0.99999999015489183,null,"11, 0.31",11,0.31,11944314.88246765,7332004.0897368193,0.99999998135575563,null,"11, 0.31",11,0.31,30647026.691263635,10741602.54005003,0.99999998958945568]
[null,"11, 0.32",11,0.32,56925.136499725741,1053.2825337937102,0.99999997102988791,null,"11, 0.32",11,0.32,176072.33671068531,-475.17135202884674,0.99999999096708436,null,"11, 0.32",11,0.32,11060368.236853447,7331547.2679511309,0.99999997061202239,null,"11, 0.32",11,0.32,29621391.361200001,10739504.124329805,0.99999999041489362]
[null,"11, 0.33",11,0.33,52801.267469657163,1049.4220227869228,0.99999995892581006,null,"11, 0.33",11,0.33,170365.80737748719,-490.00416726060212,0.99999999186034183,null,"11, 0.33",11,0.33,10249470.873528173,7330786.2194304466,0.99999995804681285,null,"11, 0.33",11,0.33,28655116.785665542,10737243.56579423,0.99999999132913842]
[null,"11, 0.34",11,0.34,49012.800244305748,1044.100174528081,0.99999994553954508,null,"11, 0.34",11,0.34,164975.30779438262,-505.66732578165829,0.99999999280751517,null,"11, 0.34",11,0.34,9504751.7794539314,7329734.1593533158,0.99999994406075354,null,"11, 0.34",11,0.34,27742601.36084282,10734832.447918415,0.99999999230435233]
[null,"11, 0.35",11,0.35,45528.895443030422,1037.3843927052803,0.99999993131465792,null,"11, 0.35",11,0.35,159871.65904720299,-522.09357008710504,0.99999999378147786,null,"11, 0.35",11,0.35,8820125.2002257556,7328404.3028973341,0.99999992910168578,null,"11, 0.35",11,0.35,26878883.666207787,10732282.354180098,0.99999999331259115]
[null,"11, 0.36",11,0.36,42322.14028303884,1029.3420810131356,0.99999991673324862,null,"11, 0.36",11,0.36,155028.92432335377,-539.21564266644418,0.99999999475568602,null,"11, 0.36",11,0.36,8190181.576372535,7326809.8652409911,0.99999991366136221,null,"11, 0.36",11,0.36,26059553.550183501,10729604.868054867,0.99999999432638942]
[null,"11, 0.37",11,0.37,39368.085525624541,1020.0406431383453,0.99999990230968661,null,"11, 0.37",11,0.37,150423.97078998052,-556.96628601104021,0.9999999957046819,null,"11, 0.37",11,0.37,7610096.1656632805,7324964.0615628958,0.99999989826993674,null,"11, 0.37",11,0.37,25280677.634336513,10726811.573019266,0.99999999531928796]
[null,"11, 0.38",11,0.38,36644.855536155264,1009.5474827741273,0.99999988858184063,null,"11, 0.38",11,0.38,146036.10064926601,-575.27824260480702,0.99999999660454086,null,"11, 0.38",11,0.38,7075552.0934702773,7322880.1070413589,0.99999988348783697,null,"11, 0.38",11,0.38,24538736.580068428,10723914.052550793,0.99999999626630576]
[null,"11, 0.39",11,0.39,34132.818334833057,997.930003604386,0.99999987609946328,null,"11, 0.39",11,0.39,141846.7389544514,-594.08425495773554,0.99999999743326629,null,"11, 0.39",11,0.39,6582675.2415378932,7320571.2168542147,0.99999986989460821,null,"11, 0.39",11,0.39,23830572.00658584,10720923.890125036,0.99999999714435583]
[null,"11, 0.4",11,0.4,31814.305139839445,985.25560932513326,0.99999986540943708,null,"11, 0.4",11,0.4,137839.16825345351,-613.31706555001438,0.99999999817113272,null,"11, 0.4",11,0.4,6127978.9034360358,7318050.6061797738,0.99999985807433744,null,"11, 0.4",11,0.4,23153341.371174708,10717852.66921711,0.99999999793261141]
[null,"11, 0.41",11,0.41,29673.370952948273,971.5917036246974,0.99999985703765781,null,"11, 0.41",11,0.41,133998.30206512421,-632.90941687859595,0.99999999880098056,null,"11, 0.41",11,0.41,5708316.5392156178,7315331.4901964068,0.99999984859732161,null,"11, 0.41",11,0.41,22504479.45236133,10714711.973304749,0.99999999861282096]
[null,"11, 0.42",11,0.42,27695.589347192836,957.0056901909411,0.99999985146743342,null,"11, 0.42",11,0.42,130310.49071604374,-652.79405143484473,0.99999999930846561,null,"11, 0.42",11,0.42,5320841.2793988753,7312427.0840820074,0.99999984199773906,null,"11, 0.42",11,0.42,21881665.335479077,10711513.385862827,0.99999999916957694]
[null,"11, 0.43",11,0.43,25867.87588881277,941.56497271731496,0.99999984911444229,null,"11, 0.43",11,0.43,126763.35426985462,-672.90371171012521,0.99999999968226527,null,"11, 0.43",11,0.43,4962971.0795757566,7309350.6030154824,0.99999983874723342,null,"11, 0.43",11,0.43,21282794.004900012,10708268.490370512,0.99999999959053898]
[null,"11, 0.44",11,0.44,24178.335638025841,925.33695489214733,0.99999985029848903,null,"11, 0.44",11,0.44,123345.63823895912,-693.17114019021392,0.99999999991424249,null,"11, 0.44",11,0.44,4632358.6266462011,7306115.2621749043,0.99999983922452496,null,"11, 0.44",11,0.44,20705951.810053363,10704988.870301008,0.99999999986661581]
[null,"11, 0.45",11,0.45,22616.130983030522,908.38904040353373,0.99999985521256685,null,"11, 0.45",11,0.45,120047.0885346572,-713.52907937765121,0.99999999999957356,null,"11, 0.45",11,0.45,4326865.2575635081,7302734.2767381668,0.99999984368143868,null,"11, 0.45",11,0.45,20149395.202641249,10701686.109133005,0.99999999999210609]
[null,"11, 0.46",11,0.46,21171.366713051415,890.78863294469193,0.99999986389003981,null,"11, 0.46",11,0.46,116858.34272813567,-733.91027176007628,0.99999999993683653,null,"11, 0.46",11,0.46,4044538.2799806646,7299220.8618841171,0.99999985220608667,null,"11, 0.46",11,0.46,19611532.247261286,10698371.790341616,0.99999999996480105]
[null,"11, 0.47",11,0.47,19834.989762911086,872.60313620511442,0.99999987617112507,null,"11, 0.47",11,0.47,113770.83519303365,-754.24745983071625,0.99999999972806508,null,"11, 0.47",11,0.47,3783591.1881334074,7295588.2327905297,0.99999986468435209,null,"11, 0.47",11,0.47,19090906.492375135,10695057.49740386,0.99999999978605092]
[null,"11, 0.48",11,0.48,18598.701489530256,853.89995387406088,0.99999989167024061,null,"11, 0.48",11,0.48,110776.71410518684,-774.47338608466089,0.99999999937876882,null,"11, 0.48",11,0.48,3542386.3517378154,7291849.6046358347,0.99999988076128676,null,"11, 0.48",11,0.48,18586182.857405949,10691754.813795567,0.99999999946079443]
[null,"11, 0.49",11,0.49,17454.880690080936,834.74648964009248,0.99999990974618957,null,"11, 0.49",11,0.49,107868.76860566891,-794.52079300768673,0.99999999889791724,null,"11, 0.49",11,0.49,3319419.8246147814,7288018.1925979257,0.99999989980454362,null,"11, 0.49",11,0.49,18096135.247946456,10688475.322992563,0.99999999899755332]
[null,"11, 0.5",11,0.5,16396.515857961378,815.21014719782397,0.99999992947752592,null,"11, 0.5",11,0.5,105040.36470426762,-814.32242309115827,0.9999999982978901,null,"11, 0.5",11,0.5,3113307.976279512,7284107.2118554115,0.99999992087245815,null,"11, 0.5",11,0.5,17619635.657141935,10685230.608472824,0.99999999840839093]
[null,"11, 0.51",11,0.51,15417.145408656397,795.35833023185842,0.99999994964576244,null,"11, 0.51",11,0.51,102285.38872372864,-833.8110188357532,0.99999999759439107,null,"11, 0.51",11,0.51,2922775.6962852492,7280129.87758708,0.99999994268985792,null,"11, 0.51",11,0.51,17155644.549263548,10682032.2537117,0.99999999770883174]
[null,"11, 0.52",11,0.52,14510.804802613269,775.25844243471511,0.99999996872927854,null,"11, 0.52",11,0.52,99598.197269663244,-852.91932272538543,0.99999999680632168,null,"11, 0.52",11,0.52,2746645.9596042302,7276099.4049702585,0.99999996363501764,null,"11, 0.52",11,0.52,16703202.352869276,10678891.842185736,0.99999999691774277]
[null,"11, 0.53",11,0.53,13671.979654208028,754.97788749798201,0.99999998491081621,null,"11, 0.53",11,0.53,96973.572864240487,-871.58007726073265,0.99999999595561162,null,"11, 0.53",11,0.53,2583830.5732862307,7272029.0091837943,0.99999998174135707,null,"11, 0.53",11,0.53,16261421.917003307,10675820.957371235,0.99999999605716805]
[null,"11, 0.54",11,0.54,12895.564050825729,734.58406910765916,0.99999999610126233,null,"11, 0.54",11,0.54,94406.684509468527,-889.72602492570877,0.99999999506699921,null,"11, 0.54",11,0.54,2433321.951266259,7267931.9054051638,0.99999999471739653,null,"11, 0.54",11,0.54,15829481.80559543,10672831.182744265,0.99999999515211413]
[null,"11, 0.55",11,0.55000000000000004,12176.823418950666,714.14439095975831,0.99999999998196243,null,"11, 0.55",11,0.55000000000000004,91893.052552664245,-907.28990821633488,0.99999999416775365,null,"11, 0.55",11,0.55000000000000004,2294185.7864658381,7263821.3088134825,0.99999999998808764,null,"11, 0.55",11,0.55000000000000004,15406620.323380541,10669934.101781368,0.99999999423027497]
[null,{"$f":"C973&\", \"&D973","v":"11, 0.56"},11,0.56000000000000005,11511.361368889853,693.72625673701987,0.99999999406705931,null,{"$f":"J973&\", \"&K973","v":"11, 0.56"},11,0.56000000000000005,89428.517316336103,-924.20446962770075,0.99999999328732614,null,{"$f":"Q973&\", \"&R973","v":"11, 0.56"},11,0.56000000000000005,2165554.5080263899,7259710.4345869124,0.99999999475987689,null,{"$f":"X973&\", \"&Y973","v":"11, 0.56"},11,0.56000000000000005,14992130.181898197,10667141.297959089,0.99999999332168676]
[null,"11, 0.57",11,0.56999999999999995,10895.090029525107,673.39707013522275,0.99999997578631705,null,"11, 0.57",11,0.56999999999999995,87009.211030184873,-940.40245164558291,0.99999999245691695,null,"11, 0.57",11,0.56999999999999995,2046621.4272548712,7255612.4979035854,0.9999999761106928,null,"11, 0.57",11,0.56999999999999995,14585353.726965874,10664464.354753256,0.99999999245829696]
[null,"11, 0.58",11,0.57999999999999996,10324.203451884359,653.22423484281171,0.99999994258758818,null,"11, 0.58",11,0.57999999999999996,84631.532666690633,-955.81659676227719,0.99999999170893616,null,"11, 0.58",11,0.57999999999999996,1936635.4891611836,7251540.7139414549,0.9999999411045204,null,"11, 0.58",11,0.57999999999999996,14185678.659861904,10661914.855641365,0.99999999167342546]
[null,"11, 0.59",11,0.59,9795.1537174343775,633.27515454834793,0.99999989205660034,null,"11, 0.59",11,0.59,82292.125335792502,-970.37964747659862,0.9999999910763322,null,"11, 0.59",11,0.59,1834896.5577376301,7247508.2978788316,0.9999998869283887,null,"11, 0.59",11,0.59,13792534.193642367,10659504.384099007,0.99999999100109549]
[null,"11, 0.6",11,0.6,9304.6294355441005,613.61723294295371,0.99999982205017701,null,"11, 0.6",11,0.6,79987.855940100271,-984.02434628270566,0.99999999059175537,null,"11, 0.6",11,0.6,1740751.1727103314,7243528.4648944438,0.99999981104758728,null,"11, 0.6",11,0.6,13405387.593826281,10657244.52360177,0.99999999047519661]
[null,"11, 0.61",11,0.61,8849.5363559516918,594.31787371833343,0.99999973083751059,null,"11, 0.61",11,0.61,77715.796831232859,-996.6834356598556,0.99999999028651076,null,"11, 0.61",11,0.61,1653588.72365946,7239614.4301659465,0.99999971137291899,null,"11, 0.61",11,0.61,13023741.059341233,10655146.85762763,0.99999999012843566]
[null,"11, 0.62",11,0.62,8426.9798574444922,575.44448056106921,0.99999961724284248,null,"11, 0.62",11,0.62,75473.209241349992,-1008.2896581077948,0.99999999018924135,null,"11, 0.62",11,0.62,1572837.9943857964,7235779.4088723063,0.9999995864320006,null,"11, 0.62",11,0.62,12647128.905313041,10653222.969651937,0.99999998999101958]
[null,"11, 0.63",11,0.63,8034.2491042837401,557.06445716274902,0.99999948078201784,null,"11, 0.63",11,0.63,73257.528292633026,-1018.7757561216131,0.99999999032426812,null,"11, 0.63",11,0.63,1497964.0363853406,7232036.6161911786,0.99999943553527171,null,"11, 0.63",11,0.63,12275115.014161125,10651484.443151236,0.99999999008899054]
[null,"11, 0.64",11,0.64,7668.8026879641347,539.2452072162414,0.99999932178502438,null,"11, 0.64",11,0.64,71066.34941212686,-1028.0744721870869,0.99999999070948531,null,"11, 0.64",11,0.64,1428465.3354355674,7228399.267301172,0.99999925892666652,null,"11, 0.64",11,0.64,11907290.525653685,10649942.86160183,0.99999999044211629]
[null,"11, 0.65",11,0.65,7328.2555943502221,522.05413440533448,0.99999914149686664,null,"11, 0.65",11,0.65,68897.41600059683,-1036.1185488021001,0.99999999135368134,null,"11, 0.65",11,0.65,1363871.2397276657,7224880.5773797929,0.99999905790898991,null,"11, 0.65",11,0.65,11543271.740188574,10648609.808480024,0.99999999106120163]
[null,"11, 0.66",11,0.66,7010.3673556175791,505.55864242580719,0.99999894215000429,null,"11, 0.66",11,0.66,66748.608222398194,-1042.8407284552231,0.99999999225311043,null,"11, 0.66",11,0.66,1303739.6218048425,7221493.7616065741,0.99999883493498742,null,"11, 0.66",11,0.66,11182698.212684982,10647496.867262602,0.99999999194464917]
[null,"11, 0.67",11,0.67,6713.0312632148543,489.82613496668637,0.99999872700301384,null,"11, 0.67",11,0.67,64617.932799238108,-1048.1737536415458,0.99999999338708623,null,"11, 0.67",11,0.67,1247654.7498794119,7218252.035158962,0.99999859365685395,null,"11, 0.67",11,0.67,10825231.017171407,10646615.621425152,0.99999999307403253]
[null,"11, 0.68",11,0.68,6434.2645326233342,474.92401571606752,0.99999850034201232,null,"11, 0.68",11,0.68,62503.513704488018,-1052.0503668468446,0.99999999471228462,null,"11, 0.68",11,0.68,1195225.3469746816,7215168.6132153869,0.99999833892933554,null,"11, 0.68",11,0.68,10470551.164498197,10645977.654444933,0.99999999440837628]
[null,"11, 0.69",11,0.69,6172.1993233542071,460.91968836425804,0.9999982674434631,null,"11, 0.69",11,0.69,60403.58366668642,-1054.4033105745912,0.99999999615534141,null,"11, 0.69",11,0.69,1146082.8188372857,7212256.7109538913,0.99999807676436714,null,"11, 0.69",11,0.69,10118358.157640325,10645594.549797535,0.9999999958767154]
[null,"11, 0.7",11,0.7,5925.0745286609417,447.8805566013325,0.99999803449904234,null,"11, 0.7",11,0.7,58316.47640131216,-1055.1653273077682,0.99999999760317493,null,"11, 0.7",11,0.7,1099879.6337425918,7209529.5435527116,0.9999978142380237,null,"11, 0.7",11,0.7,9768368.6708313227,10645477.890959263,0.9999999973683672]
[null,"11, 0.71",11,0.71,5691.2282590784389,435.87402411689982,0.9999978085049831,null,"11, 0.71",11,0.71,56240.619499028588,-1054.2691595414653,0.99999999889025382,null,"11, 0.71",11,0.71,1056287.8392180854,7207000.326190576,0.99999755935304835,null,"11, 0.71",11,0.71,9420315.3403197378,10645639.261407375,0.99999999872012735]
[null,"11, 0.72",11,0.72,5469.0909523342279,424.96749460324645,0.99999759711943981,null,"11, 0.72",11,0.72,54174.527906573247,-1051.6475497679785,0.99999999978173415,null,"11, 0.72",11,0.72,1014997.7023730193,7204682.2740455717,0.9999973208619799,null,"11, 0.72",11,0.72,9073945.6558958758,10646090.244617701,0.99999999969930453]
[null,"11, 0.73",11,0.73,5257.1790495678842,415.22837175044697,0.99999740849165453,null,"11, 0.73",11,0.73,52116.797943465172,-1047.2332404777408,0.99999999995095623,null,"11, 0.73",11,0.73,975716.46198193915,7202588.6022959054,0.99999710805654796,null,"11, 0.73",11,0.73,8729020.9435259085,10646842.424066186,0.99999999998107447]
[null,"11, 0.74",11,0.74,5054.0891842898754,406.72405924834311,0.99999725106577964,null,"11, 0.74",11,0.74,50066.101803844096,-1040.9589741677046,0.99999999894917546,null,"11, 0.74",11,0.74,938167.18175047345,7200732.5261191428,0.99999693052820526,null,"11, 0.74",11,0.74,8385315.4304751353,10647907.383229375,0.99999999911800741]
[null,"11, 0.75",11,0.75,4858.4928362235223,399.5219607851468,0.99999713335977836,null,"11, 0.75",11,0.75,48021.182498162118,-1032.7574933236465,0.99999999616448576,null,"11, 0.75",11,0.75,902087.69531994697,7199127.2606948018,0.99999679790205154,null,"11, 0.75",11,0.75,8042615.3852213621,10649296.705585003,0.99999999649870353]
[null,"11, 0.76",11,0.76,4669.1314072118766,393.68948004953563,0.99999706371549735,null,"11, 0.76",11,0.76,45980.849194216113,-1022.5615404406562,0.99999999076554069,null,"11, 0.76",11,0.76,867229.6345610905,7197786.0212003589,0.99999671954153768,null,"11, 0.76",11,0.76,7700718.3252699021,10651021.974607229,0.99999999129110151]
[null,"11, 0.77",11,0.77,4484.8116808204841,389.29402073204983,0.99999705000907768,null,"11, 0.77",11,0.77,43943.972921216024,-1010.303858011961,0.9999999816236238,null,"11, 0.77",11,0.77,833357.53358513315,7196722.0228143483,0.99999670421353459,null,"11, 0.77",11,0.77,7359432.2866971986,10653094.773773909,0.99999998236395649]
[null,"11, 0.78",11,0.78,4304.4016312012127,386.40298652776983,0.99999709930025704,null,"11, 0.78",11,0.78,41909.482604309829,-995.91718853078783,0.99999996720347939,null,"11, 0.78",11,0.78,800248.00167705724,7195948.4807150215,0.99999675969145541,null,"11, 0.78",11,0.78,7018575.1498834817,10655526.686560631,0.99999996817681314]
[null,"11, 0.79",11,0.79,4126.8265502703653,385.08378112292849,0.99999721738281433,null,"11, 0.79",11,0.79,39876.361400283458,-979.33427448384464,0.99999994540840653,null,"11, 0.79",11,0.79,767688.95904415764,7195478.6100801229,0.99999689225605648,null,"11, 0.79",11,0.79,6677974.0164555442,10658329.296444058,0.99999994662383862]
[null,"11, 0.8",11,0.8,3951.0654653486085,385.40380820492283,0.99999740817296179,null,"11, 0.8",11,0.8,37843.643308083694,-960.48785836994648,0.99999991335729843,null,"11, 0.8",11,0.8,735478.92988333246,7195325.6260886937,0.99999710602561676,null,"11, 0.8",11,0.8,6337464.6329588452,10661514.186900139,0.99999991480900119]
[null,"11, 0.81",11,0.81,3776.147822160352,387.43047146860044,0.99999767283164498,null,"11, 0.81",11,0.81,35810.410030412851,-939.31068267673254,0.99999986705862709,null,"11, 0.81",11,0.81,703426.38781388709,7195502.7439178377,0.99999740200273879,null,"11, 0.81",11,0.81,5996890.8572205324,10665092.941406131,0.99999986871725222]
[null,"11, 0.82",11,0.82,3601.1504105409981,391.23117460421054,0.99999800844919395,null,"11, 0.82",11,0.82,33775.788064963621,-915.73548990022391,0.99999980092524177,null,"11, 0.82",11,0.82,671349.14920537255,7196023.1787470579,0.9999977766518815,null,"11, 0.82",11,0.82,5656104.1637591422,10669077.14343822,0.99999980272505817]
[null,"11, 0.83",11,0.83,3425.1945123822065,396.87332129845163,0.9999984060056516,null,"11, 0.83",11,0.83,31738.946005925172,-889.69502252805978,0.99999970703783414,null,"11, 0.83",11,0.83,639073.81036135321,7196900.1457541734,0.99999821969745617,null,"11, 0.83",11,0.83,5314963.1849477133,10673478.376471758,0.99999970885723566]
[null,"11, 0.84",11,0.84,3247.4432532950136,404.42431524174754,0.99999884711767817,null,"11, 0.84",11,0.84,29699.092038239734,-861.12202305998653,0.99999957400165307,null,"11, 0.84",11,0.84,606435.22490428272,7198146.8601175249,0.9999987106141297,null,"11, 0.84",11,0.84,4973333.2849510554,10678308.223983526,0.99999957563316355]
[null,"11, 0.85",11,0.85,3067.0991412147,413.95156012556981,0.99999929871521342,null,"11, 0.85",11,0.85,27655.471608734511,-829.94923397526145,0.99999938512636621,null,"11, 0.85",11,0.85,573276.01805083768,7199776.537014842,0.99999921288506743,null,"11, 0.85",11,0.85,4631086.1637379797,10683578.269450903,0.99999938622959694]
[null,"11, 0.86",11,0.86,2883.4017767305572,425.52245964069152,0.99999970409943406,null,"11, 0.86",11,0.86,25607.365259733258,-796.10939777735621,0.99999911544331666,null,"11, 0.86",11,0.86,539446.13477505825,7201802.3916248232,0.9999996643596738,null,"11, 0.86",11,0.86,4288099.4887206238,10689300.096349359,0.9999991154694895]
[null,"11, 0.87",11,0.87,2695.6257213244799,439.20441747468431,0.99999996748099729,null,"11, 0.87",11,0.87,23554.086612073464,-759.53525695530698,0.99999872665187461,null,"11, 0.87",11,0.87,504802.41913263407,7204237.6391260177,0.99999996058798402,null,"11, 0.87",11,0.87,3944256.5517979153,10695485.288154721,0.99999872471937501]
[null,"11, 0.88",11,0.88,2503.0785109564413,455.06483731779736,0.99999992633296575,null,"11, 0.88",11,0.88,21494.980485645447,-720.15955400001258,0.99999815821812288,null,"11, 0.88",11,0.88,469208.22226764739,7207095.4946962446,0.99999992503780499,null,"11, 0.88",11,0.88,3599445.9497824577,10702145.428344309,0.99999815290048]
[null,"11, 0.89",11,0.89,2305.0988035656833,473.17112285987241,0.99999929994493642,null,"11, 0.89",11,0.89,19429.421146636661,-677.91503140563145,0.99999731096228772,null,"11, 0.89",11,0.89,432533.03684579523,7210389.1735131815,0.99999925371249332,null,"11, 0.89",11,0.89,3253561.2863716977,10709292.100393951,0.99999729991242303]
[null,"11, 0.9",11,0.9,2101.0546500719174,493.59067779424367,0.99999758897371027,null,"11, 0.9",11,0.9,17356.810671626179,-632.73443166306242,0.9999960150940298,null,"11, 0.9",11,0.9,394652.15585871233,7214131.8907567263,0.99999740709950047,null,"11, 0.9",11,0.9,2906500.8939876189,10716936.887780547,0.99999599434551933]
[null,"11, 0.91",11,0.91,1890.3418793764201,516.39090581174241,0.99999386741152763,null,"11, 0.91",11,0.91,15276.577419541287,-584.55049726553261,0.99999396366665738,null,"11, 0.91",11,0.91,355446.35392481001,7218336.8616046607,0.99999338658412462,null,"11, 0.91",11,0.91,2558167.5739567606,10725091.373979628,0.99999392625470696]
[null,"11, 0.92",11,0.92,1672.3825886892575,541.63921059467248,0.99998631892988155,null,"11, 0.92",11,0.92,13188.174603268846,-533.2959707013797,0.99999056203543801,null,"11, 0.92",11,0.92,314801.58937473781,7223017.3012336716,0.99998523658708649,null,"11, 0.92",11,0.92,2208468.3536349093,10733767.142468572,0.9999904950627464]
[null,"11, 0.93",11,0.93,1446.6237312542421,569.40299583913293,0.99997110200893391,null,"11, 0.93",11,0.93,11091.078953421245,-478.90359446872026,0.99998454895337463,null,"11, 0.93",11,0.93,272608.72555717477,7228186.4248235226,0.99996882722940317,null,"11, 0.93",11,0.93,1857314.2592012994,10742975.776722908,0.9999844267061323]
[null,"11, 0.94",11,0.94,1212.5357942198025,599.7496652349073,0.99993920681892257,null,"11, 0.94",11,0.94,8984.7894673931078,-421.3061110554263,0.99997289661397792,null,"11, 0.94",11,0.94,228763.26993359468,7233857.4475524798,0.99993448690420361,null,"11, 0.94",11,0.94,1504620.1029551714,10752728.86021924,0.99997266212622615]
[null,"12, 0.95",12,0.95,969.61156001233064,632.74662247148808,0.999866126054475,null,"12, 0.95",12,0.95,6868.8262374256219,-360.43626295588911,0.99994690049007795,null,"12, 0.95",12,0.95,183165.12965136449,7240043.5845982246,0.99985595284904616,null,"12, 0.95",12,0.95,1150304.2840463186,10763037.976433605,0.99994640583991445]
[null,"12, 0.05",12,0.05,1070288.6666677115,375.36105966567993,0.99999907680526434,null,"12, 0.05",12,0.05,1209515.1039028971,101.35978664830327,0.99999997620309544,null,"12, 0.05",12,0.05,242239209.15631622,4693867.8047277927,0.99999907537605437,null,"12, 0.05",12,0.05,205507698.45024377,10840688.816982508,0.99999997616013436]
[null,"12, 0.06",12,0.06,856287.86161755619,445.23034333251417,0.99999913854630074,null,"12, 0.06",12,0.06,1007898.1662525559,100.2798749897629,0.99999998381490807,null,"12, 0.06",12,0.06,193798099.65962523,4709635.524320364,0.99999913714117117,null,"12, 0.06",12,0.06,171255730.98120564,10840422.188298225,0.99999998378350774]
[null,"12, 0.07",12,7.0000000000000007E-2,704232.8610530881,511.6267977245152,0.99999919927500303,null,"12, 0.07",12,7.0000000000000007E-2,864003.29618781595,97.323922015726566,0.99999998959351799,null,"12, 0.07",12,7.0000000000000007E-2,159379269.4039335,4724618.0973131657,0.99999919790072722,null,"12, 0.07",12,7.0000000000000007E-2,146809607.44953373,10839837.857712984,0.99999998957129976]
[null,"12, 0.08",12,0.08,590884.84109621483,574.61121605336666,0.99999925889335628,null,"12, 0.08",12,0.08,756175.57118816208,92.552645239979029,0.99999999382253857,null,"12, 0.08",12,0.08,133722288.40501431,4738829.291203022,0.99999925755663821,null,"12, 0.08",12,0.08,128490589.73404625,10838946.173678637,0.99999999380753801]
[null,"12, 0.09",12,0.09,503333.34403688269,634.24439154565334,0.99999931729712088,null,"12, 0.09",12,0.09,672384.47874219553,86.026762181892991,0.99999999675875251,null,"12, 0.09",12,0.09,113904695.56051949,4752282.8734817505,0.99999931600455194,null,"12, 0.09",12,0.09,114254934.43408637,10837757.484647512,0.9999999967493316]
[null,"12, 0.1",12,0.1,433832.09524906136,690.58711740933359,0.99999937437547515,null,"12, 0.1",12,0.1,605411.71134307818,77.806990349665284,0.99999999863302236,null,"12, 0.1",12,0.1,98173014.209039971,4764992.6116480827,0.99999937313348597,null,"12, 0.1",12,0.1,102876395.50926018,10836282.139070749,0.99999999862780142]
[null,"12, 0.11",12,0.11,377451.64724345814,743.70018686261028,0.99999943001064584,null,"12, 0.11",12,0.11,550663.80057736742,67.954047253355384,0.99999999965135233,null,"12, 0.11",12,0.11,85411395.566042855,4776972.2731957436,0.99999942882545001,null,"12, 0.11",12,0.11,93574634.570226133,10834530.485398531,0.99999999964915476]
[null,"12, 0.12",12,0.12,330905.70169387804,793.64439312182367,0.9999994840775277,null,"12, 0.12",12,0.12,505078.43416943424,56.528650419786572,0.99999999999607259,null,"12, 0.12",12,0.12,74875940.441839531,4788235.6256210804,0.99999948295505758,null,"12, 0.12",12,0.12,85829426.024089769,10832512.872084379,0.99999999999588352]
[null,"12, 0.13",12,0.13,291919.1289898784,840.4805293995887,0.99999953644329209,null,"12, 0.13",12,0.13,466535.54977461329,43.5915173497051,0.99999999982711951,null,"12, 0.13",12,0.13,66051641.705107063,4798796.4364180565,0.99999953538912589,null,"12, 0.13",12,0.13,79280613.691154957,10830239.647578001,0.99999999982805565]
[null,"12, 0.14",12,0.14000000000000001,258866.83655257139,884.26938891410828,0.99999958696699009,null,"12, 0.14",12,0.14000000000000001,433520.81714671419,29.203365560621023,0.99999999928338856,null,"12, 0.14",12,0.14000000000000001,58570637.119186223,4808668.4730837345,0.99999958598626748,null,"12, 0.14",12,0.14000000000000001,73670943.157352954,10827721.160333633,0.99999999928467642]
[null,"12, 0.15",12,0.15,230557.08982410622,925.07176488172263,0.99999963549915238,null,"12, 0.15",12,0.15,404923.72743853152,13.424912562593818,0.99999999848413845,null,"12, 0.15",12,0.15,52163161.043860301,4817865.503112793,0.99999963459647867,null,"12, 0.15",12,0.15,68811761.185700223,10824967.758799314,0.9999999984850988]
[null,"12, 0.16",12,0.16,206096.08788609444,962.94845052156597,0.99999968188139188,null,"12, 0.16",12,0.16,379911.39901466022,-3.6831241194158792,0.99999999753042046,null,"12, 0.16",12,0.16,46626889.248966664,4826401.294000864,0.99999968106072956,null,"12, 0.16",12,0.16,64561577.848458834,10821989.791430473,0.99999999753045921]
[null,"12, 0.17",12,0.17,184800.33591859241,997.96023904159665,0.99999972594601527,null,"12, 0.17",12,0.17,357846.92238920298,-22.060026977211237,0.99999999650652072,null,"12, 0.17",12,0.17,41807103.20555751,4834289.613243103,0.99999972521055902,null,"12, 0.17",12,0.17,60812194.965594135,10818797.606675625,0.99999999650512394]
[null,"12, 0.18",12,0.18,166138.22683942132,1030.1679236646742,0.99999976751565378,null,"12, 0.18",12,0.18,338234.92351757339,-41.645078515633941,0.99999999548139662,null,"12, 0.18",12,0.18,37583466.280006714,4841544.228335619,0.99999976686768843,null,"12, 0.18",12,0.18,57479458.397079058,10815401.552987337,0.99999999547812635]
[null,"12, 0.19",12,0.19,149690.07084686123,1059.6322976043448,0.99999980640292152,null,"12, 0.19",12,0.19,320684.31762772839,-62.377561198547482,0.99999999451008958,null,"12, 0.19",12,0.19,33860975.86682,4848178.9067726135,0.99999980584366133,null,"12, 0.19",12,0.19,54496930.66394487,10811811.97881794,0.99999999450458565]
[null,"12, 0.2",12,0.2,135120.11609953616,1086.4141540797427,0.99999984241011985,null,"12, 0.2",12,0.2,304882.23690203414,-84.196757510304451,0.99999999363510872,null,"12, 0.2",12,0.2,30563629.881601911,4854207.4160507917,0.99999984193952374,null,"12, 0.2",12,0.2,51811461.7830166,10808039.232618332,0.99999999362708669]
[null,"12, 0.21",12,0.21,122156.56348776096,1110.5742862988263,0.99999987532900214,null,"12, 0.21",12,0.21,290575.40739288274,-107.04194995760918,0.99999999288776775,null,"12, 0.21",12,0.21,27629902.827460926,4859643.5236649513,0.99999987494556553,null,"12, 0.21",12,0.21,49380025.577438369,10804093.662839413,0.99999999287702146]
[null,"12, 0.22",12,0.22,110577.03192179282,1132.1734874881804,0.99999990494062652,null,"12, 0.22",12,0.22,277556.60496132146,-130.85242100805044,0.99999999228947201,null,"12, 0.22",12,0.22,25009455.661485765,4864500.997110486,0.99999990464114275,null,"12, 0.22",12,0.22,47167418.8116007,10799985.617934465,0.99999999227587333]
[null,"12, 0.23",12,0.23,100197.81528401862,1151.2725508557633,0.99999993101532225,null,"12, 0.23",12,0.23,265654.64444908546,-155.56745315715671,0.99999999185294663,null,"12, 0.23",12,0.23,22660703.95692366,4868793.6038831472,0.99999993079461258,null,"12, 0.23",12,0.23,45144560.551739372,10795725.446353912,0.99999999183644539]
[null,"12, 0.24",12,0.24,90865.825143093811,1167.9322696225718,0.999999953312812,null,"12, 0.24",12,0.24,254726.87155762099,-181.12632889673114,0.99999999158339914,null,"12, 0.24",12,0.24,20548994.024813976,4872535.1114783287,0.9999999531634175,null,"12, 0.24",12,0.24,43287216.686384134,10791323.496549606,0.99999999156402308]
[null,"12, 0.25",12,0.25,82452.467216689023,1182.2134369979613,0.9999999715825334,null,"12, 0.25",12,0.25,244653.45667614217,-207.46833070740104,0.99999999147961638,null,"12, 0.25",12,0.25,18645216.766429737,4875739.2873907089,0.99999997149436592,null,"12, 0.25",12,0.25,41575030.561899982,10786790.116972208,0.99999999145746921]
[null,"12, 0.26",12,0.26,74848.930958217723,1194.1768462066539,0.99999998556422465,null,"12, 0.26",12,0.26,235333.0055185997,-234.53274106606841,0.99999999153499008,null,"12, 0.26",12,0.26,16924741.405925069,4878419.8991167545,0.99999998552416969,null,"12, 0.26",12,0.26,39990777.317518838,10782135.656074524,0.99999999151024832]
[null,"12, 0.27",12,0.27,67962.525902069392,1203.8832904598676,0.99999999498884862,null,"12, 0.27",12,0.27,226679.1451746556,-262.2588424757123,0.99999999173847121,null,"12, 0.27",12,0.27,15366586.171283145,4880590.7141507864,0.99999999498031389,null,"12, 0.27",12,0.27,38519783.923697531,10777370.462307215,0.99999999171138043]
[null,"12, 0.28",12,0.28000000000000003,61713.803077720637,1211.3935629739426,0.99999999957995478,null,"12, 0.28",12,0.28000000000000003,218617.84172116272,-290.58591741323471,0.99999999207545187,null,"12, 0.28",12,0.28000000000000003,13952766.686489461,4882265.4999896288,0.99999999958235841,null,"12, 0.28",12,0.28000000000000003,37149473.497970462,10772504.884123564,0.99999999204632251]
[null,{"$f":"C1037&\", \"&D1037","v":"12, 0.29"},12,0.28999999999999998,56034.271993340997,1216.7684569647536,0.99999999905560144,null,{"$f":"J1037&\", \"&K1037","v":"12, 0.29"},12,0.28999999999999998,211085.27281058047,-319.45324836485088,0.99999999252857819,null,{"$f":"Q1037&\", \"&R1037","v":"12, 0.29"},12,0.28999999999999998,12667779.179117808,4883458.0241280794,0.99999999904379111,null,{"$f":"X1037&\", \"&Y1037","v":"12, 0.29"},12,0.28999999999999998,35869003.900281124,10767549.269973278,0.99999999249777838]
[null,"12, 0.3",12,0.3,50864.574222677242,1220.068765648175,0.99999999313099863,null,"12, 0.3",12,0.3,204026.12574170704,-348.80011782422662,0.9999999930784903,null,"12, 0.3",12,0.3,11498187.046398763,4884182.0540606976,0.9999999930745942,null,"12, 0.3",12,0.3,34668978.609247178,10762513.968308687,0.99999999304643983]
[null,"12, 0.31",12,0.31,46153.010491250927,1221.3552822414786,0.99999998152207292,null,"12, 0.31",12,0.31,197392.22493607629,-378.56580826826394,0.99999999370449666,null,"12, 0.31",12,0.31,10432287.440758938,4884451.3572843671,0.99999998138472124,null,"12, 0.31",12,0.31,33541213.557858188,10757409.327581882,0.99999999367165904]
[null,"12, 0.32",12,0.32,41854.343933893324,1220.6887999596074,0.99999996395021118,null,"12, 0.32",12,0.32,191141.41676253043,-408.68960219249129,0.9999999943851815,null,"12, 0.32",12,0.32,9459840.3705716711,4884279.7012935281,0.99999996368874633,null,"12, 0.32",12,0.32,32478547.687480088,10752245.696242809,0.99999999435205567]
[null,"12, 0.33",12,0.33,37928.820941819846,1218.1301120179705,0.99999994014851779,null,"12, 0.33",12,0.33,185236.65712096091,-439.11078207567334,0.9999999950989511,null,"12, 0.33",12,0.33,8571847.0553165171,4883680.8535840511,0.99999993971201284,null,"12, 0.33",12,0.33,31474687.946585875,10747033.422745228,0.99999999506606263]
[null,"12, 0.34",12,0.34,34341.364801396892,1213.7400116364006,0.99999990987000731,null,"12, 0.34",12,0.34,179645.26004068405,-469.76863040961325,0.99999999582451793,null,"12, 0.34",12,0.34,7760367.3945342796,4882668.5816512108,0.99999990919871307,null,"12, 0.34",12,0.34,30524081.642651815,10741782.855538368,0.99999999579241061]
[null,"12, 0.35",12,0.35,31060.907566263617,1207.5792920233216,0.99999987289828773,null,"12, 0.35",12,0.35,174338.27509052263,-500.6024296823889,0.99999999654133098,null,"12, 0.35",12,0.35,7018368.7278182507,4881256.6529901624,0.9999998719224451,null,"12, 0.35",12,0.35,29621810.676585399,10736504.343075991,0.99999999651055727]
[null,"12, 0.36",12,0.36,28059.833284098775,1199.7087464027572,0.99999982906144269,null,"12, 0.36",12,0.36,169289.96855387464,-531.55146237835288,0.99999999722995192,null,"12, 0.36",12,0.36,6339599.8014735375,4879458.8350972533,0.99999982769996631,null,"12, 0.36",12,0.36,28763503.404748868,10731208.233807087,0.99999999720106347]
[null,"12, 0.37",12,0.37,25313.511510940611,1190.1891679863911,0.99999977825003994,null,"12, 0.37",12,0.37,164477.38873755457,-562.55501097813249,0.9999999978723807,null,"12, 0.37",12,0.37,5718485.1730155619,4877288.8954668045,0.99999977640907167,null,"12, 0.37",12,0.37,27945260.79362743,10725904.876186132,0.99999999784592075]
[null,"12, 0.38",12,0.38,22799.904481138852,1179.0813499917276,0.99999972044046981,null,"12, 0.38",12,0.38,159879.99991608079,-593.55235797725618,0.99999999845233822,null,"12, 0.38",12,0.38,5150036.2886422919,4874760.6015949249,0.99999971801181242,null,"12, 0.38",12,0.38,27163594.234286852,10720604.618662596,0.99999999842883136]
[null,"12, 0.39",12,0.39,20499.234712699868,1166.4460856334772,0.99999965572519112,null,"12, 0.39",12,0.39,155479.37259222587,-624.48278584890068,0.99999999895550185,null,"12, 0.39",12,0.39,4629776.2410955206,4871887.7209768295,0.99999965258464496,null,"12, 0.39",12,0.39,26415372.923837371,10715317.809690475,0.999999998935447]
[null,"12, 0.4",12,0.4,18393.702471829238,1152.3441681282129,0.99999958435194525,null,"12, 0.4",12,0.4,151258.92021848558,-655.28557709604502,0.99999999936970563,null,"12, 0.4",12,0.4,4153675.8138428335,4868684.0211077929,0.99999958035759973,null,"12, 0.4",12,0.4,25697779.139678277,10710054.797718287,0.99999999935356743]
[null,"12, 0.41",12,0.41,16467.244584127166,1136.836390693672,0.99999950677464267,null,"12, 0.41",12,0.41,147203.67444711184,-685.90001419559121,0.99999999968510012,null,"12, 0.41",12,0.41,3718098.8846476912,4865163.2694836259,0.99999950176521479,null,"12, 0.41",12,0.41,25008270.058974739,10704825.931199551,0.99999999967330289]
[null,"12, 0.42",12,0.42,14705.32770132718,1119.9835465435171,0.99999942371947104,null,"12, 0.42",12,0.42,143300.09248728506,-716.26537964493036,0.99999999989428157,null,"12, 0.42",12,0.42,3319755.6286293906,4861339.2335993052,0.99999941751284716,null,"12, 0.42",12,0.42,24344545.032495219,10699641.558585167,0.99999999988720212]
[null,"12, 0.43",12,0.43,13094.770414536477,1101.8464288949035,0.99999933627084991,null,"12, 0.43",12,0.43,139535.89134268038,-746.32095590978861,0.99999999999238698,null,"12, 0.43",12,0.43,2955662.2511286926,4857225.6809509993,0.99999932866310137,null,"12, 0.43",12,0.43,23704517.424890243,10694512.028326035,0.99999999999034928]
[null,"12, 0.44",12,0.44,11623.589624761538,1082.485830960446,0.99999924598323386,null,"12, 0.44",12,0.44,135899.9046530028,-776.00602549687028,0.99999999997716182,null,"12, 0.44",12,0.44,2623106.2115463135,4852836.3790332973,0.99999923674854529,null,"12, 0.44",12,0.44,23086290.294932954,10689447.688875914,0.99999999998043232]
[null,"12, 0.45",12,0.45,10280.867397363805,1061.9625459631206,0.99999915502638825,null,"12, 0.45",12,0.45,132381.95862331658,-805.25987088494003,0.99999999984899923,null,"12, 0.45",12,0.45,2319616.084002892,4848185.0953418911,0.99999914391863076,null,"12, 0.45",12,0.45,22488135.31839449,10684458.888684273,0.99999999985778221]
[null,"12, 0.46",12,0.46,9056.6351833254703,1040.337367114611,0.99999906637349678,null,"12, 0.46",12,0.46,128972.76413650648,-834.0217745564878,0.99999999961095332,null,"12, 0.46",12,0.46,2042935.349217237,4843285.5973725915,0.99999905313064452,null,"12, 0.46",12,0.46,21908474.460109346,10679555.976203442,0.99999999962538832]
[null,"12, 0.47",12,0.47,7941.7728207793652,1017.6710876289289,0.99999898404272403,null,"12, 0.47",12,0.47,125663.82263861624,-862.23101900517941,0.99999999926872662,null,"12, 0.47",12,0.47,1790999.5321023641,4838151.6526206136,0.99999896839610014,null,"12, 0.47",12,0.47,21345863.985777158,10674749.299885511,0.99999999928888594]
[null,"12, 0.48",12,0.48,6927.9201613469359,994.02450072590727,0.99999891340207847,null,"12, 0.48",12,0.48,122447.34378851907,-889.8268867097795,0.99999999883063262,null,"12, 0.48",12,0.48,1561916.1971618342,4832797.0285808891,0.99999889509374718,null,"12, 0.48",12,0.48,20798980.472289272,10670049.20818162,0.99999999885651969]
[null,"12, 0.49",12,0.49,6007.3995177419638,969.4583996203728,0.99999886154051598,null,"12, 0.49",12,0.49,119316.17319130272,-916.74866017326713,0.99999999830753172,null,"12, 0.49",12,0.49,1353947.3934295233,4827235.492749542,0.999998840354409,null,"12, 0.49",12,0.49,20266608.531076521,10665466.049541712,0.99999999833908015]
[null,"12, 0.5",12,0.5,5173.14741766105,944.03357752773445,0.99999883768464892,null,"12, 0.5",12,0.5,116263.72880364773,-942.93562185578048,0.99999999771274084,null,"12, 0.5",12,0.5,1165494.206016608,4821480.8126215786,0.99999881350096564,null,"12, 0.5",12,0.5,19747630.004655235,10661010.172420979,0.99999999774981463]
[null,"12, 0.51",12,0.51,4418.6543866285565,917.81082766695181,0.99999885357285501,null,"12, 0.51",12,0.51,113283.94482092663,-968.32705425657332,0.99999999706191178,null,"12, 0.51",12,0.51,995083.12512359791,4815546.7556929588,0.99999882646222005,null,"12, 0.51",12,0.51,19241014.434167974,10656691.925267696,0.99999999710430643]
[null,"12, 0.52",12,0.52,3737.911678974705,890.85094324633246,0.99999892351385367,null,"12, 0.52",12,0.52,110371.22203886783,-992.86223987489939,0.99999999637287795,null,"12, 0.52",12,0.52,841353.98785863747,4809447.0894582123,0.99999889389994423,null,"12, 0.52",12,0.52,18745810.626823191,10652521.656535625,0.99999999642032122]
[null,"12, 0.53",12,0.53,3125.3640392688067,863.21471749065677,0.9999990633498288,null,"12, 0.53",12,0.53,107520.38383465416,-1016.4804611839354,0.99999999566546105,null,"12, 0.53",12,0.53,703049.28513304866,4803195.5814133063,0.99999903229029408,null,"12, 0.53",12,0.53,18261139.177964613,10648509.714674711,0.99999999571761489]
[null,"12, 0.54",12,0.54,2575.8677124825513,834.96294361262699,0.99999928610231936,null,"12, 0.54",12,0.54,104726.6370390104,-1039.1210006736219,0.9999999949612326,null,"12, 0.54",12,0.54,579004.65667950141,4796805.9990538284,0.99999925577100279,null,"12, 0.54",12,0.54,17786185.82402157,10644666.448136568,0.99999999501769588]
[null,"12, 0.55",12,0.55000000000000004,2084.6530348624824,806.15641482450883,0.99999958771539477,null,"12, 0.55",12,0.55000000000000004,101985.53707679048,-1060.7231408245862,0.9999999942832215,null,"12, 0.55",12,0.55000000000000004,468140.42297741928,4790292.1098752394,0.99999956220164166,null,"12, 0.55",12,0.55000000000000004,17320195.520592175,10641002.205374956,0.99999999434353215]
[null,"12, 0.56",12,0.56000000000000005,1647.2910329229576,776.85592434924911,0.99999990185106935,null,"12, 0.56",12,0.56000000000000005,99292.956842501735,-1081.226164130494,0.99999999365555292,null,"12, 0.56",12,0.56000000000000005,369454.02447195555,4783667.6813726574,0.99999988829739694,null,"12, 0.56",12,0.56000000000000005,16862467.155017558,10637527.334838629,0.99999999371919135]
[null,"12, 0.57",12,0.56999999999999995,1259.663538335584,747.12226539922995,0.99999994830797179,null,"12, 0.57",12,0.56999999999999995,96645.058852089482,-1100.569353075698,0.99999999310300614,null,"12, 0.57",12,0.56999999999999995,282013.25666475896,4776946.4810416996,0.99999995729620017,null,"12, 0.57",12,0.56999999999999995,16412348.815527176,10634252.184980154,0.99999999316939758]
[null,"12, 0.58",12,0.57999999999999996,917.93639438062098,717.01623118796851,0.99999865494026796,null,"12, 0.58",12,0.57999999999999996,94038.27027557166,-1118.6919901445508,0.99999999265046902,null,"12, 0.58",12,0.57999999999999996,204950.20502287665,4770142.2763778269,0.99999869030192567,null,"12, 0.58",12,0.57999999999999996,15969233.549782913,10631187.104252577,0.99999999271898599]
[null,"12, 0.59",12,0.59,618.53538716682124,686.59861493525386,0.99999139411012494,null,"12, 0.59",12,0.59,91469.260508727981,-1135.5333578288555,0.99999999232226144,null,"12, 0.59",12,0.59,137455.79667661266,4763268.8348760959,0.99999134307585047,null,"12, 0.59",12,0.59,15532555.554757746,10628342.441106796,0.99999999239222592]
[null,"12, 0.6",12,0.6,358.12458372898192,655.93020985704788,0.99994999601832402,null,"12, 0.6",12,0.6,88934.920987619262,-1151.0327386111021,0.99999999214129687,null,"12, 0.6",12,0.6,78774.89694757323,4756339.9240321554,0.9999481796580737,null,"12, 0.6",12,0.6,15101786.747626446,10625728.543992758,0.99999999221198144]
[null,"12, 0.61",12,0.61,133.58680080465348,625.07180916535253,0.99942113176813319,null,"12, 0.61",12,0.61,86432.346988564736,-1165.1294149775058,0.99999999212803659,null,"12, 0.61",12,0.61,28201.888185456166,4749369.3113413304,0.99934551645023662,null,"12, 0.61",12,0.61,14676433.673945766,10623355.761362791,0.99999999219866353]
[null,"12, 0.62",12,0.62,-57.994036271193877,594.0842060818095,0.99559228159274327,null,"12, 0.62",12,0.62,83958.821189411363,-1177.7626694105566,0.99999999229917802,null,"12, 0.62",12,0.62,-14923.323540662332,4742370.7642998258,0.99663143672433219,null,"12, 0.62",12,0.62,14256034.715042967,10621234.441669464,0.99999999236891757]
[null,"12, 0.63",12,0.63,-219.3488545657253,563.02819382138841,0.99958659400235517,null,"12, 0.63",12,0.63,81511.798796396964,-1188.8717844095081,0.9999999926660057,null,"12, 0.63",12,0.63,-51218.921435921591,4735358.0504022753,0.99961587494271564,null,"12, 0.63",12,0.63,13840157.561367424,10619374.933364391,0.99999999273397111]
[null,"12, 0.64",12,0.64,-353.03789820429904,531.96456559361832,0.99979799106012435,null,"12, 0.64",12,0.64,79088.894065369212,-1198.3960424493998,0.99999999323230693,null,"12, 0.64",12,0.64,-81264.452255150012,4728344.937143784,0.99980655136784524,null,"12, 0.64",12,0.64,13428396.922715407,10617787.584897757,0.99999999329754596]
[null,"12, 0.65",12,0.65,-461.46385782786535,500.95411462086486,0.99985649907358887,null,"12, 0.65",12,0.65,76687.868067200732,-1206.2747260229662,0.99999999399172423,null,"12, 0.65",12,0.65,-105603.79833749511,4721345.1920202225,0.99986080085494589,null,"12, 0.65",12,0.65,13020372.449818809,10616482.744721413,0.99999999405320539]
[null,"12, 0.66",12,0.66,-546.88380646256235,470.05763411610678,0.99988009981377179,null,"12, 0.66",12,0.66,74306.617565438486,-1212.4471176108345,0.99999999492437752,null,"12, 0.66",12,0.66,-124747.87945611852,4714372.5825276971,0.99988283128440714,null,"12, 0.66",12,0.66,12615726.844880302,10615470.761288166,0.99999999498097147]
[null,"12, 0.67",12,0.67,-611.42006650630401,439.33591729858017,0.99989055353161749,null,"12, 0.67",12,0.67,71943.164889984822,-1216.852499704808,0.99999999599253342,null,"12, 0.67",12,0.67,-139177.11271110567,4707440.8761607651,0.99989251749710051,null,"12, 0.67",12,0.67,12214124.141314359,10614761.983047962,0.99999999604298428]
[null,"12, 0.68",12,0.68,-657.07011786290161,408.84975738592038,0.99989446155517303,null,"12, 0.68",12,0.68,69595.648704277279,-1219.4301547911018,0.99999999713502263,null,"12, 0.68",12,0.68,-149343.65537316701,4700563.8404151667,0.99989597938046737,null,"12, 0.68",12,0.68,11815248.135275757,10614366.758454561,0.99999999717790899]
[null,"12, 0.69",12,0.69,-685.71564449953246,378.65994758451416,0.99989437344783094,null,"12, 0.69",12,0.69,67262.315575322224,-1220.1193653531373,0.99999999826000374,null,"12, 0.69",12,0.69,-155673.45269730111,4693755.2427864149,0.99989559680325479,null,"12, 0.69",12,0.69,11418800.953576991,10614295.435957193,0.99999999829368502]
[null,"12, 0.7",12,0.7,-699.13080558560932,348.82728111906908,0.9998913873525439,null,"12, 0.7",12,0.7,64941.512266297083,-1218.8594138836488,0.99999999923552774,null,"12, 0.7",12,0.7,-158568.11020964585,4687028.8507690709,0.99989239409516517,null,"12, 0.7",12,0.7,11024501.744355535,10614558.364008665,0.99999999925807115]
[null,"12, 0.71",12,0.71,-698.98980766105149,319.41255120550341,0.99988595826794557,null,"12, 0.71",12,0.71,62631.678680481884,-1215.5895828576759,0.99999999987715771,null,"12, 0.71",12,0.71,-158406.60777292043,4680398.4318599571,0.99988678830254019,null,"12, 0.71",12,0.71,10632085.478389017,10615165.891059875,0.99999999988623811]
[null,"12, 0.72",12,0.72,-686.87384579136517,290.47655105275044,0.99987819218044649,null,"12, 0.72",12,0.72,60331.341393196759,-1210.2491547688842,0.99999999993160749,null,"12, 0.72",12,0.72,-155546.87081300412,4673877.7535535973,0.99987886237424217,null,"12, 0.72",12,0.72,10241301.850300742,10616128.365563154,0.99999999992437316]
[null,"12, 0.73",12,0.73,-664.27747421659581,262.0800738856633,0.99986795518159421,null,"12, 0.73",12,0.73,58039.107715360755,-1202.7774121081457,0.99999999905496362,null,"12, 0.73",12,0.73,-150327.21240366978,4667480.5833455529,0.99986846543838626,null,"12, 0.73",12,0.73,9851914.2700771336,10617456.135970116,0.99999999902785419]
[null,"12, 0.74",12,0.74,-632.61446046107471,234.28391291387379,0.99985489782380443,null,"12, 0.74",12,0.74,55753.660238383716,-1193.1136373579502,0.99999999678345242,null,"12, 0.74",12,0.74,-143067.6584255351,4661220.6887321789,0.99985523247735619,null,"12, 0.74",12,0.74,9463698.9363539964,10619159.550731659,0.99999999673195161]
[null,"12, 0.75",12,0.75,-593.22317111452503,207.14886135621055,0.99983842356187402,null,"12, 0.75",12,0.75,53473.751815466901,-1181.1971129942685,0.9999999924938533,null,"12, 0.75",12,0.75,-134071.16671222862,4655111.8372075297,0.99983854928545346,null,"12, 0.75",12,0.75,9076443.9838398807,10621248.958300352,0.99999999241215332]
[null,"12, 0.76",12,0.76,-547.37153241982082,180.73571242722392,0.99981759784912927,null,"12, 0.76",12,0.76,51198.200939116992,-1166.967121523805,0.99999998534936807,null,"12, 0.76",12,0.76,-123624.74994825092,4649167.7962677255,0.99981745763246144,null,"12, 0.76",12,0.76,8689948.6980481651,10623734.707126856,0.99999998522990996]
[null,"12, 0.77",12,0.77,-496.261604321503,155.10525934482575,0.99979096549432367,null,"12, 0.77",12,0.77,48925.88747885303,-1150.3629454197362,0.99999997422480336,null,"12, 0.77",12,0.77,-112000.51106823629,4643402.3334069178,0.9997904664682935,null,"12, 0.77",12,0.77,8304022.7912187967,10626627.145662189,0.99999997405764218]
[null,"12, 0.78",12,0.78,-441.03380266445333,130.31829532335541,0.9997561934904946,null,"12, 0.78",12,0.78,46655.748746783,-1131.3238671692088,0.99999995760193683,null,"12, 0.78",12,0.78,-99456.599010233665,4637829.2161229784,0.99975518307313693,null,"12, 0.78",12,0.78,7918485.7339383932,10629936.622359514,0.99999995737386171]
[null,"12, 0.79",12,0.79,-382.77080071903833,106.43561358043371,0.99970933635599002,null,"12, 0.79",12,0.79,44386.775861996721,-1109.7891692630947,0.99999993342128191,null,"12, 0.79",12,0.79,-86238.091879926869,4632462.2119097356,0.99970755313923521,null,"12, 0.79",12,0.79,7533166.1375233615,10633673.485669851,0.99999993311457791]
[null,"12, 0.8",12,0.8,-322.50113809215759,83.51800732731499,0.9996431832908107,null,"12, 0.8",12,0.8,42118.010387629511,-1085.698134184815,0.99999989886903651,null,"12, 0.8",12,0.8,-72577.813877733541,4627315.0882626129,0.99964014603234275,null,"12, 0.8",12,0.8,7147901.182724298,10637848.084044099,0.99999989845972581]
[null,"12, 0.81",12,0.81,-261.20256231137404,61.626269787251658,0.99954303617273133,null,"12, 0.81",12,0.81,39848.541217032216,-1058.9900444224477,0.99999985006596281,null,"12, 0.81",12,0.81,-58697.091712677626,4622401.6126781702,0.99953775623100982,null,"12, 0.81",12,0.81,6762536.0907485448,10642470.765934229,0.9999998495212683]
[null,"12, 0.82",12,0.82,-199.80512590286534,40.821194172360265,0.99937379806126514,null,"12, 0.82",12,0.82,37577.501687782555,-1029.6041824631393,0.99999978160490322,null,"12, 0.82",12,0.82,-44806.455668981194,4617735.552650108,0.99936387068720256,null,"12, 0.82",12,0.82,6376923.6329884734,10647551.879792452,0.99999978087953467]
[null,"12, 0.83",12,0.83,-139.19405958432091,21.163573696496314,0.99902801622611515,null,"12, 0.83",12,0.83,35304.066904321815,-997.47983079124242,0.99999968584946652,null,"12, 0.83",12,0.83,-31106.289993066192,4613330.6756754052,0.99900569411735662,null,"12, 0.83",12,0.83,5990923.6761910161,10653101.774068832,0.99999968488007884]
[null,"12, 0.84",12,0.84,-80.21244022982134,2.7142015847712173,0.99798457599777679,null,"12, 0.84",12,0.84,33027.451251832288,-962.5562718976289,0.99999955184640765,null,"12, 0.84",12,0.84,-17787.436824359182,4609200.7492484991,0.99790626691950557,null,"12, 0.84",12,0.84,5604402.7601151587,10659130.797216415,0.99999955054315903]
[null,"12, 0.85",12,0.85,-23.66367050743003,-14.466128957627461,0.98629545901828664,null,"12, 0.85",12,0.85,30746.906085605275,-924.77278825920075,0.99999936359544028,null,"12, 0.85",12,0.85,-5031.7574957492125,4605359.5408653822,0.98454293391861958,null,"12, 0.85",12,0.85,5217233.705001832,10665649.297686696,0.99999936182881444]
[null,"12, 0.86",12,0.86,29.686214480687028,-30.316624711214899,0.99594122746411118,null,"12, 0.86",12,0.86,28461.717581616325,-884.06866237241775,0.99999909721565328,null,"12, 0.86",12,0.86,6987.3453265377557,4601820.8180209892,0.99625685749380855,null,"12, 0.86",12,0.86,4829295.2464295961,10672667.623930335,0.99999909479530147]
[null,"12, 0.87",12,0.87,79.106399636867394,-44.776492462127862,0.99986447676673473,null,"12, 0.87",12,0.87,26171.204735336243,-840.38317672116682,0.99999871614673264,null,"12, 0.87",12,0.87,18104.441512631234,4598598.3482119944,0.99986796182457127,null,"12, 0.87",12,0.87,4440471.6953527033,10680196.124399304,0.99999871278637287]
[null,"12, 0.88",12,0.88,123.89928873173798,-57.784938988690556,0.99999883390132649,null,"12, 0.88",12,0.88,23874.717496987167,-793.65561379073188,0.99999816269874908,null,"12, 0.88",12,0.88,28161.620484060488,4595705.8989310618,0.99999883086894237,null,"12, 0.88",12,0.88,4050652.6213183887,10688245.147545338,0.99999815795563252]
[null,"12, 0.89",12,0.89,163.39863817545387,-69.281171076589089,0.99993959941848798,null,"12, 0.89",12,0.89,21571.635032511622,-743.82525606732816,0.99999734247188587,null,"12, 0.89",12,0.89,37008.068766949706,4593157.2376762237,0.99993970906219531,null,"12, 0.89",12,0.89,3659732.5570403137,10696825.041819811,0.99999733563747706]
[null,"12, 0.9",12,0.9,196.96781520413973,-79.204395509532333,0.99984044959778828,null,"12, 0.9",12,0.9,19261.364100476898,-690.83138603903353,0.99999609400549061,null,"12, 0.9",12,0.9,44499.675708518807,4590966.1319423802,0.99984003733784432,null,"12, 0.9",12,0.9,3267610.7226670799,10705946.155674756,0.99999608389669281]
[null,"12, 0.91",12,0.91,223.99817091199566,-87.49381907152565,0.99971393093529204,null,"12, 0.91",12,0.91,16943.337535996794,-634.61328619066626,0.99999412555503131,null,"12, 0.91",12,0.91,50498.665190168664,4589146.3492249101,0.99971201787344832,null,"12, 0.91",12,0.91,2874190.7682308769,10715618.83756125,0.99999411008701833]
[null,"12, 0.92",12,0.92,243.90751938897225,-94.088648552075028,0.99955029048394373,null,"12, 0.92",12,0.92,14617.012833527917,-575.11023900751024,0.99999087191749503,null,"12, 0.92",12,0.92,54873.251359320486,4587711.6570192883,0.99954543408152707,null,"12, 0.92",12,0.92,2479380.5328929177,10725853.435930908,0.99999084715009123]
[null,{"$f":"C1101&\", \"&D1101","v":"12, 0.93"},12,0.93,256.13871497931234,-98.92809073375247,0.99932802413751332,null,{"$f":"J1101&\", \"&K1101","v":"12, 0.93"},12,0.93,12281.870821098824,-512.26152698136866,0.99998513345476958,null,{"$f":"Q1101&\", \"&R1101","v":"12, 0.93"},12,0.93,57497.316572127071,4586675.8228202686,0.99931776549697826,null,{"$f":"X1101&\", \"&Y1101","v":"12, 0.93"},12,0.93,2083091.819721475,10736660.299235761,0.9999850912070507]
[null,{"$f":"C1102&\", \"&D1102","v":"12, 0.94"},12,0.94,260.15832035269739,-101.95135239138472,0.9990087184933597,null,{"$f":"J1102&\", \"&K1102","v":"12, 0.94"},12,0.94,9937.4144191621726,-446.00643259380013,0.99997402532673618,null,{"$f":"Q1102&\", \"&R1102","v":"12, 0.94"},12,0.94,58250.109892977234,4586052.6141244546,0.99898842057856974,null,{"$f":"X1102&\", \"&Y1102","v":"12, 0.94"},12,0.94,1685240.1848457456,10748049.775926352,0.99997394620869229]
[null,{"$f":"C1103&\", \"&D1103","v":"12, 0.95"},12,0.95,255.45535869839586,-103.09764031551458,0.99852046103376868,null,{"$f":"J1103&\", \"&K1103","v":"12, 0.95"},12,0.95,7583.1674778358583,-376.28423833474517,0.99994922547451226,null,{"$f":"Q1103&\", \"&R1103","v":"12, 0.95"},12,0.95,57015.964636175726,4585855.7984246444,0.99848056641222993,null,{"$f":"X1103&\", \"&Y1103","v":"12, 0.95"},12,0.95,1285744.7399262991,10760032.214455187,0.99994905337481943]

{"sheet":"Back, Data Figures","index":12,"n_rows":8773,"n_cols":46,"rows_kept":2250,"cut":true,"hidden":false,"merged":[[36,4,37,4],[36,8,37,8],[36,7,37,7],[36,6,37,6],[36,5,37,5],[11,34,11,36],[11,25,12,25],[9,22,9,25],[9,1,9,20],[11,23,12,23],[11,22,12,22],[11,2,12,2],[11,15,11,17],[11,18,11,20],[11,3,11,5],[11,6,11,8],[11,9,11,11],[11,12,11,14],[64,32,65,32],[64,33,65,33],[9,27,9,45],[35,27,39,27],[35,28,35,30],[35,31,35,33],[35,34,35,36],[35,37,35,39],[35,40,35,42],[35,43,35,45],[11,27,13,27],[64,28,65,28],[11,37,11,39],[11,40,11,42],[11,43,11,45],[61,28,61,30],[3,1,4,10],[61,27,65,27],[64,29,65,29],[64,30,65,30],[64,31,65,31],[61,31,61,33],[11,28,11,30],[11,31,11,33],[36,14,37,14],[36,15,36,17],[36,18,36,20],[36,10,37,10],[36,11,37,11],[36,12,37,12],[36,2,38,2],[36,3,37,3]],"bounds":{"rows_first":1000,"rows_last":250,"rows_between":1000,"halvings":1}}
[]
[]
[]
[null,"This sheet contains the data for the NHPC foe the technologies, data for the district heating demand profile and data for the emission graphs in the tool."]
[]
[]
[]
[]
[]
[null,"Net Heat Production Cost",null,null,null,null,null,null,null,null,null,null,null,null,null,null,null,null,null,null,null,null,"District Heating Demand Profile",null,null,null,null,"Emission Graphs"]
[]
[null,null,"[DKK/MWh]","Heat Pump 1",null,null,"Heat Pump 2",null,null,"Heat Exchanger",null,null,"Straw Boiler",null,null,"Wood Chips Boiler",null,null,"Waste Boiler",null,null,null,"Hour","Normalised Demand","Demand","Duration Profile",null,"Year","Heat Pump 1",null,null,"Heat Pump 2",null,null,"Heat Exchanger",null,null,"Straw Boiler",null,null,"Wood Chips Boiler",null,null,"Waste Boiler"]
[null,null,null,"Variable O&M","Fuel Cost","Levy","Variable O&M","Fuel Cost","Levy","Variable O&M","Fuel Cost","Levy","Variable O&M","Fuel Cost","Levy","Variable O&M","Fuel Cost","Levy","Variable O&M","Fuel Cost","Levy",null,null,null,"[MWh]",null,null,null,"CO2","SO2","Nox","CO2","SO2","Nox","CO2","SO2","Nox","CO2","SO2","Nox","CO2","SO2","Nox","CO2","SO2","Nox"]
[null,null,null,1,1,1,2,2,2,3,3,3,4,4,4,5,5,5,6,6,6,null,1,2.0323219775328699E-4,{"$f":"X14*'Back, Results'!$D$15","v":20.323219775328699},2.6483149930247836E-4,null,null,"kg/tonnes","g/tonnes","g/tonnes","kg/tonnes","g/tonnes","g/tonnes","kg/tonnes","g/tonnes","g/tonnes","kg/tonnes","g/tonnes","g/tonnes","kg/tonnes","g/tonnes","g/tonnes","kg/tonnes","g/tonnes","g/tonnes"]
[null,null,null,{"$f":"D13&D14","v":"Variable O&M1"},{"$f":"E13&E14","v":"Fuel Cost1"},"Levy1","Variable O&M2","Fuel Cost2","Levy2","Variable O&M3","Fuel Cost3","Levy3","Variable O&M4","Fuel Cost4","Levy4","Variable O&M5","Fuel Cost5","Levy5","Variable O&M6","Fuel Cost6","Levy6",null,2,2.011322215641097E-4,{"$f":"X15*'Back, Results'!$D$15","v":20.11322215641097},2.6343151517636034E-4,null,2020,144,82,224,144,82,224,0,0,0,0,1667.5,1044,0,102.30000000000001,576.6,393.2,10.6,750.83]
[null,null,2020,13.33,{"$f":"631.34682818694/5.1","v":123.79349572292942},{"$f":"(1-((1/5.1)*3))*186","v":76.588235294117624},13.33,{"$f":"631.34682818694/3.39","v":186.23800241502653},0,7.69,0,186,4.4640000000000004,{"$f":"((641.14/14.5)/0.91)*3.6","v":174.9226222053808},6.93,7.44,{"$f":"((481.43/9.3)/0.91)*3.6","v":204.79120879120879},1.52,40.92,{"$f":"((-164/10.6)/0.95)*3.6","v":-58.629592850049669},208.42,null,3,1.9903224537493269E-4,{"$f":"X16*'Back, Results'!$D$15","v":19.903224537493269},2.6133153898718334E-4,null,2021,133,74,206,133,74,206,0,0,0,0,1667.5,1045.45,0,102.30000000000001,566.37,393.2,10.6,726.98]
[null,null,2021,13.27,{"$f":"559.542626496254/5.1","v":109.71424048946157},{"$f":"(1-((1/5.1)*3))*186","v":76.588235294117624},13.27,{"$f":"559.542626496254/3.39","v":165.05682197529617},0,7.84,0,186,4.4640000000000004,{"$f":"((645.42/14.5)/0.91)*3.6","v":176.09033724895795},6.93,7.44,{"$f":"((484.59/9.3)/0.91)*3.6","v":206.13541297412263},1.52,40.92,{"$f":"((-170.2/10.6)/0.95)*3.6","v":-60.846077457795431},208.42,null,4,1.955322850596377E-4,{"$f":"X17*'Back, Results'!$D$15","v":19.553228505963769},2.5783157867188838E-4,null,2022,126,72,201,126,72,201,0,0,0,0,1667.5,1046.9000000000001,0,102.30000000000001,556.14,393.2,10.6,703.13]
[null,null,2022,13.22,{"$f":"562.094116473742/5.1","v":110.21453264191021},76.588235294117624,13.22,{"$f":"562.094116473742/3.39","v":165.80947388605958},0,7.99,0,186,4.4640000000000004,{"$f":"((649.7/14.5)/0.91)*3.6","v":177.25805229253507},6.93,7.44,{"$f":"((487.75/9.3)/0.91)*3.6","v":207.4796171570365},1.52,40.92,{"$f":"((-176.4/10.6)/0.95)*3.6","v":-63.062562065541222},208.42,null,5,1.8713238030292976E-4,{"$f":"X18*'Back, Results'!$D$15","v":18.713238030292974},2.571315866088294E-4,null,2023,109,66,198,109,66,198,0,0,0,0,1667.5,1048.3499999999999,0,102.30000000000001,545.91,393.2,10.6,679.28]
[null,null,2023,13.16,{"$f":"576.836811121701/5.1","v":113.10525708268648},76.588235294117624,13.16,{"$f":"576.836811121701/3.39","v":170.15835136333362},0,8.1300000000000008,0,186,4.4640000000000004,{"$f":"((653.97/14.5)/0.91)*3.6","v":178.42303902993561},6.93,7.44,{"$f":"((490.92/9.3)/0.91)*3.6","v":208.82807515065576},1.52,40.92,{"$f":"((-182.6/10.6)/0.95)*3.6","v":-65.279046673286999},208.42,null,6,1.8083245173539881E-4,{"$f":"X19*'Back, Results'!$D$15","v":18.083245173539879},2.550316104196524E-4,null,2024,106,66,194,106,66,194,0,0,0,0,1667.5,1049.8,0,102.30000000000001,535.67999999999995,393.2,10.6,655.43]
[null,null,2024,13.11,{"$f":"583.906205494542/5.1","v":114.49141284206706},76.588235294117624,13.11,{"$f":"583.906205494542/3.39","v":172.24371843496812},0,8.2799999999999994,0,186,4.4640000000000004,{"$f":"((658.25/14.5)/0.91)*3.6","v":179.5907540735127},6.93,7.44,{"$f":"((494.08/9.3)/0.91)*3.6","v":210.17227933356963},1.52,40.92,{"$f":"((-188.8/10.6)/0.95)*3.6","v":-67.495531281032783},208.42,null,7,1.7523251523092684E-4,{"$f":"X20*'Back, Results'!$D$15","v":17.523251523092686},2.5433161835659336E-4,null,2025,97,63,184,97,63,184,0,0,0,0,1667.5,1051.25,0,102.30000000000001,525.45000000000005,393.2,10.6,631.58000000000004]
[null,null,2025,13.05,{"$f":"586.125954268513/5.1","v":114.92665769970846},76.588235294117624,13.05,{"$f":"586.125954268513/3.39","v":172.89851158363217},0,8.43,0,186,4.4640000000000004,{"$f":"((662.53/14.5)/0.91)*3.6","v":180.75846911708979},6.93,7.44,{"$f":"((497.24/9.3)/0.91)*3.6","v":211.51648351648348},1.52,40.92,{"$f":"((-195/10.6)/0.95)*3.6","v":-69.712015888778552},208.42,null,8,1.7173255491563185E-4,{"$f":"X21*'Back, Results'!$D$15","v":17.173255491563186},2.5363162629353443E-4,null,2026,91,60,170,91,60,170,0,0,0,0,1667.5,1052.7,0,102.30000000000001,515.22,393.2,10.6,607.73]
[null,null,2026,13,{"$f":"592.82410410953/5.1","v":116.24002041363335},76.588235294117624,13,{"$f":"592.82410410953/3.39","v":174.87436699396164},0,8.58,0,186,4.4640000000000004,{"$f":"((666.81/14.5)/0.91)*3.6","v":181.92618416066691},6.93,7.44,{"$f":"((500.4/9.3)/0.91)*3.6","v":212.86068769939735},1.52,40.92,{"$f":"((-201.2/10.6)/0.95)*3.6","v":-71.92850049652435},208.42,null,9,1.7313253904174984E-4,{"$f":"X22*'Back, Results'!$D$15","v":17.313253904174985},2.529316342304754E-4,null,2027,84,56,159,84,56,159,0,0,0,0,1667.5,1054.1500000000001,0,102.30000000000001,504.99,393.2,10.6,583.88]
[null,null,2027,12.94,{"$f":"595.847082053091/5.1","v":116.83276118688059},76.588235294117624,12.94,{"$f":"595.847082053091/3.39","v":175.76610090061681},0,8.73,0,186,4.4640000000000004,{"$f":"((671.08/14.5)/0.91)*3.6","v":183.09117089806745},6.93,7.44,{"$f":"((503.56/9.3)/0.91)*3.6","v":214.20489188231122},1.52,40.92,{"$f":"((-207.4/10.6)/0.95)*3.6","v":-74.14498510427012},208.42,null,10,1.7173255491563185E-4,{"$f":"X23*'Back, Results'!$D$15","v":17.173255491563186},2.529316342304754E-4,null,2028,78,53,149,78,53,149,0,0,0,0,1667.5,1055.5999999999999,0,102.30000000000001,494.76,393.2,10.6,560.03]
[null,null,2028,12.88,{"$f":"601.685855598989/5.1","v":117.9776187448998},76.588235294117624,12.88,{"$f":"601.685855598989/3.39","v":177.48845297905279},0,8.8800000000000008,0,186,4.4640000000000004,{"$f":"((675.36/14.5)/0.91)*3.6","v":184.25888594164456},6.93,7.44,{"$f":"((506.73/9.3)/0.91)*3.6","v":215.55334987593051},1.52,40.92,{"$f":"((-213.6/10.6)/0.95)*3.6","v":-76.361469712015904},208.42,null,11,1.6753260253727788E-4,{"$f":"X24*'Back, Results'!$D$15","v":16.753260253727788},2.5223164216741642E-4,null,2029,70,49,138,70,49,138,0,0,0,0,1667.5,1057.05,0,102.30000000000001,484.53,393.2,10.6,536.17999999999995]
[null,null,2029,12.83,{"$f":"605.336556906279/5.1","v":118.69344253064295},76.588235294117624,12.83,{"$f":"605.336556906279/3.39","v":178.56535601955133},0,9.0299999999999994,0,186,4.4640000000000004,{"$f":"((679.64/14.5)/0.91)*3.6","v":185.42660098522165},6.93,7.44,{"$f":"((509.89/9.3)/0.91)*3.6","v":216.89755405884435},1.52,40.92,{"$f":"((-219.8/10.6)/0.95)*3.6","v":-78.577954319761687},208.42,null,12,1.612326739697469E-4,{"$f":"X25*'Back, Results'!$D$15","v":16.12326739697469},2.5153165010435743E-4,null,2030,22,36,118,22,36,118,0,0,0,0,1667.5,1058.5,0,102.30000000000001,474.3,393.2,10.6,512.33000000000004]
[null,null,2030,12.77,{"$f":"615.098814987783/5.1","v":120.60761078191825},76.588235294117624,12.77,{"$f":"615.098814987783/3.39","v":181.44507816748762},0,9.18,0,186,4.4640000000000004,{"$f":"((683.92/14.5)/0.91)*3.6","v":186.59431602879877},6.93,7.44,{"$f":"((513.05/9.3)/0.91)*3.6","v":218.24175824175822},1.52,40.92,{"$f":"((-226/10.6)/0.95)*3.6","v":-80.794438927507443},208.42,null,13,1.5493274540221596E-4,{"$f":"X26*'Back, Results'!$D$15","v":15.493274540221595},2.5153165010435743E-4,null,2031,20,34,111,20,34,111,0,0,0,0,1667.5,1058.5,0,102.30000000000001,464.07,393.2,10.6,488.48]
[null,null,2031,12.72,{"$f":"615.494827584821/5.1","v":120.68526031074923},76.588235294117624,12.72,{"$f":"615.494827584821/3.39","v":181.56189604272006},0,9.32,0,186,4.4640000000000004,{"$f":"((688.19/14.5)/0.91)*3.6","v":187.75930276619934},6.93,7.44,{"$f":"((516.21/9.3)/0.91)*3.6","v":219.58596242467209},1.52,40.92,{"$f":"((-232.2/10.6)/0.95)*3.6","v":-83.010923535253227},208.42,null,14,1.5283276921303896E-4,{"$f":"X27*'Back, Results'!$D$15","v":15.283276921303896},2.5153165010435743E-4,null,2032,19,33,105,19,33,105,0,0,0,0,1667.5,1058.5,0,102.30000000000001,453.84,393.2,10.6,464.63]
[null,null,2032,12.66,{"$f":"615.772087233915/5.1","v":120.73962494782648},76.588235294117624,12.66,{"$f":"615.772087233915/3.39","v":181.64368354982744},0,9.4700000000000006,0,186,4.4640000000000004,{"$f":"((692.47/14.5)/0.91)*3.6","v":188.92701780977643},6.93,7.44,{"$f":"((519.37/9.3)/0.91)*3.6","v":220.93016660758596},1.52,40.92,{"$f":"((-238.4/10.6)/0.95)*3.6","v":-85.22740814299901},208.42,null,15,1.5283276921303896E-4,{"$f":"X28*'Back, Results'!$D$15","v":15.283276921303896},2.4943167391518043E-4,null,2033,18,31,101,18,31,101,0,0,0,0,1667.5,1058.5,0,102.30000000000001,443.61,393.2,10.6,440.78]
[null,null,2033,12.6,{"$f":"617.716407856565/5.1","v":121.12086428560097},76.588235294117624,12.6,{"$f":"617.716407856565/3.39","v":182.21722945621386},0,9.6199999999999992,0,186,4.4640000000000004,{"$f":"((696.75/14.5)/0.91)*3.6","v":190.09473285335352},6.93,7.44,{"$f":"((522.54/9.3)/0.91)*3.6","v":222.27862460120522},1.52,40.92,{"$f":"((-244.6/10.6)/0.95)*3.6","v":-87.443892750744794},208.42,null,16,1.5213277714997998E-4,{"$f":"X29*'Back, Results'!$D$15","v":15.213277714997998},2.4943167391518043E-4,null,2034,17,30,95,17,30,95,0,0,0,0,1667.5,1058.5,0,102.30000000000001,433.38,393.2,10.6,416.93]
[null,null,2034,12.55,{"$f":"613.215972920434/5.1","v":120.2384260628302},76.588235294117624,12.55,{"$f":"613.215972920434/3.39","v":180.88966752815159},0,9.77,0,186,4.4640000000000004,{"$f":"((701.03/14.5)/0.91)*3.6","v":191.26244789693064},6.93,7.44,{"$f":"((525.7/9.3)/0.91)*3.6","v":223.62282878411912},1.52,40.92,{"$f":"((-250.8/10.6)/0.95)*3.6","v":-89.660377358490578},208.42,null,17,1.5143278508692097E-4,{"$f":"X30*'Back, Results'!$D$15","v":15.143278508692097},2.4873168185212145E-4,null,2035,15,29,94,15,29,94,0,0,0,0,1667.5,1058.5,0,102.30000000000001,423.15,393.2,10.6,393.08]
[null,null,2035,12.49,{"$f":"612.792087049774/5.1","v":120.15531118623019},76.588235294117624,12.49,{"$f":"612.792087049774/3.39","v":180.7646274483109},0,9.92,0,186,4.4640000000000004,{"$f":"((705.3/14.5)/0.91)*3.6","v":192.42743463433115},6.93,7.44,{"$f":"((528.86/9.3)/0.91)*3.6","v":224.96703296703296},1.52,40.92,{"$f":"((-257/10.6)/0.95)*3.6","v":-91.876861966236362},208.42,null,18,1.5003280096080297E-4,{"$f":"X31*'Back, Results'!$D$15","v":15.003280096080298},2.4733169772600343E-4,null,2036,13,28,81,13,28,81,0,0,0,0,1667.5,1058.5,0,102.30000000000001,412.92,393.2,10.6,369.23]
[null,null,2036,12.44,{"$f":"625.939209672722/5.1","v":122.7331783672004},76.588235294117624,12.44,{"$f":"625.939209672722/3.39","v":184.6428347117174},0,10.07,0,186,4.4640000000000004,{"$f":"((709.58/14.5)/0.91)*3.6","v":193.59514967790832},6.93,7.44,{"$f":"((532.02/9.3)/0.91)*3.6","v":226.31123714994683},1.52,40.92,{"$f":"((-263.2/10.6)/0.95)*3.6","v":-94.093346573982132},208.42,null,19,1.5003280096080297E-4,{"$f":"X32*'Back, Results'!$D$15","v":15.003280096080298},2.4733169772600343E-4,null,2037,10,26,69,10,26,69,0,0,0,0,1667.5,1058.5,0,102.30000000000001,402.69,393.2,10.6,345.38]
[null,null,2037,12.38,{"$f":"626.000023835874/5.1","v":122.74510271291648},76.588235294117624,12.38,{"$f":"626.000023835874/3.39","v":184.66077399288318},0,10.220000000000001,0,186,4.4640000000000004,{"$f":"((713.86/14.5)/0.91)*3.6","v":194.76286472148541},6.93,7.44,{"$f":"((535.18/9.3)/0.91)*3.6","v":227.65544133286065},1.52,40.92,{"$f":"((-269.4/10.6)/0.95)*3.6","v":-96.309831181727901},208.42,null,20,1.5563273746527491E-4,{"$f":"X33*'Back, Results'!$D$15","v":15.563273746527491},2.4593171359988547E-4,null,2038,9,25,66,9,25,66,0,0,0,0,1667.5,1058.5,0,102.30000000000001,392.46,393.2,10.6,321.52999999999997]
[null,null,2038,12.33,{"$f":"624.723704414839/5.1","v":122.4948440029096},76.588235294117624,12.33,{"$f":"624.723704414839/3.39","v":184.28427858844807},0,10.37,0,186,4.4640000000000004,{"$f":"((718.14/14.5)/0.91)*3.6","v":195.9305797650625},6.93,7.44,{"$f":"((538.35/9.3)/0.91)*3.6","v":229.00389932647994},1.52,40.92,{"$f":"((-275.6/10.6)/0.95)*3.6","v":-98.526315789473699},208.42,null,21,1.5703272159139296E-4,{"$f":"X34*'Back, Results'!$D$15","v":15.703272159139296},2.4453172947376745E-4,null,2039,9,24,64,9,24,64,0,0,0,0,1667.5,1058.5,0,102.30000000000001,382.23,393.2,10.6,297.68]
[null,null,2039,12.27,{"$f":"626.729263254233/5.1","v":122.88809083416335},76.588235294117624,12.27,{"$f":"626.729263254233/3.39","v":184.87588886555545},0,10.52,0,186,4.4640000000000004,{"$f":"((722.41/14.5)/0.91)*3.6","v":197.09556650246304},6.93,7.44,{"$f":"((541.51/9.3)/0.91)*3.6","v":230.34810350939381},1.52,40.92,{"$f":"((-281.8/10.6)/0.95)*3.6","v":-100.74280039721948},208.42,null,22,1.5283276921303896E-4,{"$f":"X35*'Back, Results'!$D$15","v":15.283276921303896},2.4313174534764946E-4]
[null,null,null,null,null,null,null,null,null,null,null,null,null,null,null,null,null,null,null,null,null,null,23,1.4513285651938999E-4,{"$f":"X36*'Back, Results'!$D$15","v":14.513285651938999},2.4313174534764946E-4,null,"Year","Heat Pump 1",null,null,"Heat Pump 2",null,null,"Heat Exchanger",null,null,"Straw Boiler",null,null,"Wood Chips Boiler",null,null,"Waste Boiler"]
[null,null,"[DKK/MWh]","Heat Pump 1","Heat Pump 2","Heat Exchanger","Straw Boiler","Wood Chips Boiler","Waste Boiler",null,"[DKK/MWh]","Prod 1","Prod 2",null,"[DKK/MWh]","Prod 1",null,null,"Prod 2",null,null,null,24,1.4723283270856699E-4,{"$f":"X37*'Back, Results'!$D$15","v":14.723283270856699},2.4243175328459048E-4,null,null,"CO2","SO2","Nox","CO2","SO2","Nox","CO2","SO2","Nox","CO2","SO2","Nox","CO2","SO2","Nox","CO2","SO2","Nox"]
[null,null,null,null,null,null,null,null,null,null,null,null,null,null,null,"Variable O&M","Fuel Cost","Levy","Variable O&M","Fuel Cost","Levy",null,25,1.5003280096080297E-4,{"$f":"X38*'Back, Results'!$D$15","v":15.003280096080298},2.4243175328459048E-4,null,null,"kg/MWhheat","g/MWhheat","g/MWhheat","kg/MWhheat","g/MWhheat","g/MWhheat","kg/MWhheat","g/MWhheat","g/MWhheat","kg/MWhheat","g/MWhheat","g/MWhheat","kg/MWhheat","g/MWhheat","g/MWhheat","kg/MWhheat","g/MWhheat","g/MWhheat"]
[null,null,null,1,2,3,4,5,6,null,2020,{"$f":"HLOOKUP('Back, Results'!$D$12,'Back, Data Figures'!$D$39:$I$59,2,FALSE)","v":{"$error":"#N/A"}},{"$f":"HLOOKUP('Back, Results'!$D$13,'Back, Data Figures'!$D$39:$I$59,2,FALSE)","v":{"$error":"#N/A"}},2,2020,{"$f":"HLOOKUP(P$38&'Back, Results'!$D$12,'Back, Data Figures'!$D$15:$U$35,$N39,FALSE)","v":{"$error":"#N/A"}},{"$f":"HLOOKUP(Q$38&'Back, Results'!$D$12,'Back, Data Figures'!$D$15:$U$35,$N39,FALSE)","v":{"$error":"#N/A"}},{"$f":"HLOOKUP(R$38&'Back, Results'!$D$12,'Back, Data Figures'!$D$15:$U$35,$N39,FALSE)","v":{"$error":"#N/A"}},{"$f":"HLOOKUP(S$38&'Back, Results'!$D$13,'Back, Data Figures'!$D$15:$U$35,$N39,FALSE)","v":{"$error":"#N/A"}},{"$f":"HLOOKUP(T$38&'Back, Results'!$D$13,'Back, Data Figures'!$D$15:$U$35,$N39,FALSE)","v":{"$error":"#N/A"}},{"$f":"HLOOKUP(U$38&'Back, Results'!$D$13,'Back, Data Figures'!$D$15:$U$35,$N39,FALSE)","v":{"$error":"#N/A"}},null,26,1.5423275333915695E-4,{"$f":"X39*'Back, Results'!$D$15","v":15.423275333915695},2.4033177709541348E-4,null,null,1,1,1,2,2,2,3,3,3,4,4,4,5,5,5,6,6,6]
[null,null,2020,{"$f":"D16+E16+F16","v":213.71173101704704},{"$f":"G16+H16+I16","v":199.56800241502654},{"$f":"J16+K16+L16","v":193.69},{"$f":"M16+N16+O16","v":186.31662220538081},{"$f":"P16+Q16+R16","v":213.7512087912088},{"$f":"S16+T16+U16","v":190.71040714995033},null,2021,{"$f":"HLOOKUP('Back, Results'!$D$12,'Back, Data Figures'!$D$39:$I$59,3,FALSE)","v":{"$error":"#N/A"}},{"$f":"HLOOKUP('Back, Results'!$D$13,'Back, Data Figures'!$D$39:$I$59,3,FALSE)","v":{"$error":"#N/A"}},3,2021,{"$f":"HLOOKUP(P$38&'Back, Results'!$D$12,'Back, Data Figures'!$D$15:$U$35,$N40,FALSE)","v":{"$error":"#N/A"}},{"$f":"HLOOKUP(Q$38&'Back, Results'!$D$12,'Back, Data Figures'!$D$15:$U$35,$N40,FALSE)","v":{"$error":"#N/A"}},{"$f":"HLOOKUP(R$38&'Back, Results'!$D$12,'Back, Data Figures'!$D$15:$U$35,$N40,FALSE)","v":{"$error":"#N/A"}},{"$f":"HLOOKUP(S$38&'Back, Results'!$D$13,'Back, Data Figures'!$D$15:$U$35,$N40,FALSE)","v":{"$error":"#N/A"}},{"$f":"HLOOKUP(T$38&'Back, Results'!$D$13,'Back, Data Figures'!$D$15:$U$35,$N40,FALSE)","v":{"$error":"#N/A"}},{"$f":"HLOOKUP(U$38&'Back, Results'!$D$13,'Back, Data Figures'!$D$15:$U$35,$N40,FALSE)","v":{"$error":"#N/A"}},null,27,1.591326977805699E-4,{"$f":"X40*'Back, Results'!$D$15","v":15.913269778056991},2.4033177709541348E-4,null,null,{"$f":"AC37&AC39","v":"CO21"},"SO21","Nox1","CO22","SO22","Nox2","CO23","SO23","Nox3","CO24","SO24","Nox4","CO25","SO25","Nox5","CO26","SO26","Nox6"]
[null,null,2021,{"$f":"D17+E17+F17","v":199.57247578357919},{"$f":"G17+H17+I17","v":178.32682197529618},{"$f":"J17+K17+L17","v":193.84},{"$f":"M17+N17+O17","v":187.48433724895796},{"$f":"P17+Q17+R17","v":215.09541297412264},{"$f":"S17+T17+U17","v":188.49392254220456},null,2022,{"$f":"HLOOKUP('Back, Results'!$D$12,'Back, Data Figures'!$D$39:$I$59,4,FALSE)","v":{"$error":"#N/A"}},{"$f":"HLOOKUP('Back, Results'!$D$13,'Back, Data Figures'!$D$39:$I$59,4,FALSE)","v":{"$error":"#N/A"}},4,2022,{"$f":"HLOOKUP(P$38&'Back, Results'!$D$12,'Back, Data Figures'!$D$15:$U$35,$N41,FALSE)","v":{"$error":"#N/A"}},{"$f":"HLOOKUP(Q$38&'Back, Results'!$D$12,'Back, Data Figures'!$D$15:$U$35,$N41,FALSE)","v":{"$error":"#N/A"}},{"$f":"HLOOKUP(R$38&'Back, Results'!$D$12,'Back, Data Figures'!$D$15:$U$35,$N41,FALSE)","v":{"$error":"#N/A"}},{"$f":"HLOOKUP(S$38&'Back, Results'!$D$13,'Back, Data Figures'!$D$15:$U$35,$N41,FALSE)","v":{"$error":"#N/A"}},{"$f":"HLOOKUP(T$38&'Back, Results'!$D$13,'Back, Data Figures'!$D$15:$U$35,$N41,FALSE)","v":{"$error":"#N/A"}},{"$f":"HLOOKUP(U$38&'Back, Results'!$D$13,'Back, Data Figures'!$D$15:$U$35,$N41,FALSE)","v":{"$error":"#N/A"}},null,28,1.612326739697469E-4,{"$f":"X41*'Back, Results'!$D$15","v":16.12326739697469},2.3893179296929549E-4,null,2020,{"$f":"AC15/5.1","v":28.235294117647062},16.078431372549019,43.921568627450981,{"$f":"AF15/3.39","v":42.477876106194685},24.188790560471976,66.076696165191734,0,0,0,{"$f":"AL15/14.5/0.91/(1/3.6)","v":0},454.94505494505489,284.83516483516485,{"$f":"AO15/9.3/0.91/(1/3.6)","v":0},43.516483516483511,245.27472527472526,{"$f":"AR15/10.6/0.95/(1/3.6)","v":140.56802383316781},3.7894736842105261,268.41986097318772]
[null,null,2022,200.02276793602783,179.02947388605958,193.99,188.65205229253507,216.43961715703651,186.27743793445876,null,2023,{"$f":"HLOOKUP('Back, Results'!$D$12,'Back, Data Figures'!$D$39:$I$59,5,FALSE)","v":{"$error":"#N/A"}},{"$f":"HLOOKUP('Back, Results'!$D$13,'Back, Data Figures'!$D$39:$I$59,5,FALSE)","v":{"$error":"#N/A"}},5,2023,{"$f":"HLOOKUP(P$38&'Back, Results'!$D$12,'Back, Data Figures'!$D$15:$U$35,$N42,FALSE)","v":{"$error":"#N/A"}},{"$f":"HLOOKUP(Q$38&'Back, Results'!$D$12,'Back, Data Figures'!$D$15:$U$35,$N42,FALSE)","v":{"$error":"#N/A"}},{"$f":"HLOOKUP(R$38&'Back, Results'!$D$12,'Back, Data Figures'!$D$15:$U$35,$N42,FALSE)","v":{"$error":"#N/A"}},{"$f":"HLOOKUP(S$38&'Back, Results'!$D$13,'Back, Data Figures'!$D$15:$U$35,$N42,FALSE)","v":{"$error":"#N/A"}},{"$f":"HLOOKUP(T$38&'Back, Results'!$D$13,'Back, Data Figures'!$D$15:$U$35,$N42,FALSE)","v":{"$error":"#N/A"}},{"$f":"HLOOKUP(U$38&'Back, Results'!$D$13,'Back, Data Figures'!$D$15:$U$35,$N42,FALSE)","v":{"$error":"#N/A"}},null,29,1.6543262634810091E-4,{"$f":"X42*'Back, Results'!$D$15","v":16.543262634810091},2.3823180090623648E-4,null,2021,26.078431372549023,14.509803921568629,40.392156862745104,39.233038348082594,21.828908554572269,60.766961651917399,0,0,0,0,454.94505494505489,285.23076923076923,0,43.516483516483511,240.92307692307691,140.56802383316781,3.7894736842105261,259.89354518371402]
[null,null,2023,202.8534923768041,183.31835136333362,194.13,189.81703902993561,217.78807515065577,184.06095332671299,null,2024,{"$f":"HLOOKUP('Back, Results'!$D$12,'Back, Data Figures'!$D$39:$I$59,6,FALSE)","v":{"$error":"#N/A"}},{"$f":"HLOOKUP('Back, Results'!$D$13,'Back, Data Figures'!$D$39:$I$59,6,FALSE)","v":{"$error":"#N/A"}},6,2024,{"$f":"HLOOKUP(P$38&'Back, Results'!$D$12,'Back, Data Figures'!$D$15:$U$35,$N43,FALSE)","v":{"$error":"#N/A"}},{"$f":"HLOOKUP(Q$38&'Back, Results'!$D$12,'Back, Data Figures'!$D$15:$U$35,$N43,FALSE)","v":{"$error":"#N/A"}},{"$f":"HLOOKUP(R$38&'Back, Results'!$D$12,'Back, Data Figures'!$D$15:$U$35,$N43,FALSE)","v":{"$error":"#N/A"}},{"$f":"HLOOKUP(S$38&'Back, Results'!$D$13,'Back, Data Figures'!$D$15:$U$35,$N43,FALSE)","v":{"$error":"#N/A"}},{"$f":"HLOOKUP(T$38&'Back, Results'!$D$13,'Back, Data Figures'!$D$15:$U$35,$N43,FALSE)","v":{"$error":"#N/A"}},{"$f":"HLOOKUP(U$38&'Back, Results'!$D$13,'Back, Data Figures'!$D$15:$U$35,$N43,FALSE)","v":{"$error":"#N/A"}},null,30,1.7243254697869089E-4,{"$f":"X43*'Back, Results'!$D$15","v":17.243254697869087},2.3823180090623648E-4,null,2022,24.705882352941178,14.117647058823531,39.411764705882355,37.16814159292035,21.238938053097343,59.292035398230084,0,0,0,0,454.94505494505489,285.62637362637361,0,43.516483516483511,236.57142857142853,140.56802383316781,3.7894736842105261,251.36722939424035]
[null,null,2024,204.1896481361847,185.35371843496813,194.28,190.9847540735127,219.13227933356964,181.84446871896722,null,2025,{"$f":"HLOOKUP('Back, Results'!$D$12,'Back, Data Figures'!$D$39:$I$59,7,FALSE)","v":{"$error":"#N/A"}},{"$f":"HLOOKUP('Back, Results'!$D$13,'Back, Data Figures'!$D$39:$I$59,7,FALSE)","v":{"$error":"#N/A"}},7,2025,{"$f":"HLOOKUP(P$38&'Back, Results'!$D$12,'Back, Data Figures'!$D$15:$U$35,$N44,FALSE)","v":{"$error":"#N/A"}},{"$f":"HLOOKUP(Q$38&'Back, Results'!$D$12,'Back, Data Figures'!$D$15:$U$35,$N44,FALSE)","v":{"$error":"#N/A"}},{"$f":"HLOOKUP(R$38&'Back, Results'!$D$12,'Back, Data Figures'!$D$15:$U$35,$N44,FALSE)","v":{"$error":"#N/A"}},{"$f":"HLOOKUP(S$38&'Back, Results'!$D$13,'Back, Data Figures'!$D$15:$U$35,$N44,FALSE)","v":{"$error":"#N/A"}},{"$f":"HLOOKUP(T$38&'Back, Results'!$D$13,'Back, Data Figures'!$D$15:$U$35,$N44,FALSE)","v":{"$error":"#N/A"}},{"$f":"HLOOKUP(U$38&'Back, Results'!$D$13,'Back, Data Figures'!$D$15:$U$35,$N44,FALSE)","v":{"$error":"#N/A"}},null,31,1.7313253904174984E-4,{"$f":"X44*'Back, Results'!$D$15","v":17.313253904174985},2.3753180884317747E-4,null,2023,21.372549019607845,12.941176470588236,38.82352941176471,32.153392330383483,19.469026548672566,58.407079646017699,0,0,0,0,454.94505494505489,286.02197802197799,0,43.516483516483511,232.21978021978018,140.56802383316781,3.7894736842105261,242.8409136047666]
[null,null,2025,204.56489299382608,185.94851158363218,194.43,192.15246911708979,220.47648351648348,179.62798411122145,null,2026,{"$f":"HLOOKUP('Back, Results'!$D$12,'Back, Data Figures'!$D$39:$I$59,8,FALSE)","v":{"$error":"#N/A"}},{"$f":"HLOOKUP('Back, Results'!$D$13,'Back, Data Figures'!$D$39:$I$59,8,FALSE)","v":{"$error":"#N/A"}},8,2026,{"$f":"HLOOKUP(P$38&'Back, Results'!$D$12,'Back, Data Figures'!$D$15:$U$35,$N45,FALSE)","v":{"$error":"#N/A"}},{"$f":"HLOOKUP(Q$38&'Back, Results'!$D$12,'Back, Data Figures'!$D$15:$U$35,$N45,FALSE)","v":{"$error":"#N/A"}},{"$f":"HLOOKUP(R$38&'Back, Results'!$D$12,'Back, Data Figures'!$D$15:$U$35,$N45,FALSE)","v":{"$error":"#N/A"}},{"$f":"HLOOKUP(S$38&'Back, Results'!$D$13,'Back, Data Figures'!$D$15:$U$35,$N45,FALSE)","v":{"$error":"#N/A"}},{"$f":"HLOOKUP(T$38&'Back, Results'!$D$13,'Back, Data Figures'!$D$15:$U$35,$N45,FALSE)","v":{"$error":"#N/A"}},{"$f":"HLOOKUP(U$38&'Back, Results'!$D$13,'Back, Data Figures'!$D$15:$U$35,$N45,FALSE)","v":{"$error":"#N/A"}},null,32,1.7733249142010382E-4,{"$f":"X45*'Back, Results'!$D$15","v":17.733249142010383},2.3753180884317747E-4,null,2024,20.784313725490197,12.941176470588236,38.03921568627451,31.268436578171091,19.469026548672566,57.227138643067846,0,0,0,0,454.94505494505489,286.41758241758237,0,43.516483516483511,227.8681318681318,140.56802383316781,3.7894736842105261,234.31459781529293]
[null,null,2026,205.82825570775097,187.87436699396164,194.58,193.32018416066691,221.82068769939735,177.41149950347562,null,2027,{"$f":"HLOOKUP('Back, Results'!$D$12,'Back, Data Figures'!$D$39:$I$59,9,FALSE)","v":{"$error":"#N/A"}},{"$f":"HLOOKUP('Back, Results'!$D$13,'Back, Data Figures'!$D$39:$I$59,9,FALSE)","v":{"$error":"#N/A"}},9,2027,{"$f":"HLOOKUP(P$38&'Back, Results'!$D$12,'Back, Data Figures'!$D$15:$U$35,$N46,FALSE)","v":{"$error":"#N/A"}},{"$f":"HLOOKUP(Q$38&'Back, Results'!$D$12,'Back, Data Figures'!$D$15:$U$35,$N46,FALSE)","v":{"$error":"#N/A"}},{"$f":"HLOOKUP(R$38&'Back, Results'!$D$12,'Back, Data Figures'!$D$15:$U$35,$N46,FALSE)","v":{"$error":"#N/A"}},{"$f":"HLOOKUP(S$38&'Back, Results'!$D$13,'Back, Data Figures'!$D$15:$U$35,$N46,FALSE)","v":{"$error":"#N/A"}},{"$f":"HLOOKUP(T$38&'Back, Results'!$D$13,'Back, Data Figures'!$D$15:$U$35,$N46,FALSE)","v":{"$error":"#N/A"}},{"$f":"HLOOKUP(U$38&'Back, Results'!$D$13,'Back, Data Figures'!$D$15:$U$35,$N46,FALSE)","v":{"$error":"#N/A"}},null,33,1.8363241998763476E-4,{"$f":"X46*'Back, Results'!$D$15","v":18.363241998763478},2.3753180884317747E-4,null,2025,19.019607843137255,12.352941176470589,36.078431372549019,28.613569321533923,18.584070796460175,54.277286135693217,0,0,0,0,454.94505494505489,286.8131868131868,0,43.516483516483511,223.5164835164835,140.56802383316781,3.7894736842105261,225.78828202581929]
[null,null,2027,206.36099648099821,188.7061009006168,194.73,194.48517089806745,223.16489188231122,175.19501489572986,null,2028,{"$f":"HLOOKUP('Back, Results'!$D$12,'Back, Data Figures'!$D$39:$I$59,10,FALSE)","v":{"$error":"#N/A"}},{"$f":"HLOOKUP('Back, Results'!$D$13,'Back, Data Figures'!$D$39:$I$59,10,FALSE)","v":{"$error":"#N/A"}},10,2028,{"$f":"HLOOKUP(P$38&'Back, Results'!$D$12,'Back, Data Figures'!$D$15:$U$35,$N47,FALSE)","v":{"$error":"#N/A"}},{"$f":"HLOOKUP(Q$38&'Back, Results'!$D$12,'Back, Data Figures'!$D$15:$U$35,$N47,FALSE)","v":{"$error":"#N/A"}},{"$f":"HLOOKUP(R$38&'Back, Results'!$D$12,'Back, Data Figures'!$D$15:$U$35,$N47,FALSE)","v":{"$error":"#N/A"}},{"$f":"HLOOKUP(S$38&'Back, Results'!$D$13,'Back, Data Figures'!$D$15:$U$35,$N47,FALSE)","v":{"$error":"#N/A"}},{"$f":"HLOOKUP(T$38&'Back, Results'!$D$13,'Back, Data Figures'!$D$15:$U$35,$N47,FALSE)","v":{"$error":"#N/A"}},{"$f":"HLOOKUP(U$38&'Back, Results'!$D$13,'Back, Data Figures'!$D$15:$U$35,$N47,FALSE)","v":{"$error":"#N/A"}},null,34,1.8293242792457581E-4,{"$f":"X47*'Back, Results'!$D$15","v":18.29324279245758},2.3683181678011848E-4,null,2026,17.843137254901961,11.764705882352942,33.333333333333336,26.843657817109143,17.699115044247787,50.147492625368727,0,0,0,0,454.94505494505489,287.20879120879118,0,43.516483516483511,219.16483516483515,140.56802383316781,3.7894736842105261,217.26196623634559]
[null,null,2028,207.44585403901743,190.36845297905279,194.88,195.65288594164457,224.51334987593052,172.97853028798409,null,2029,{"$f":"HLOOKUP('Back, Results'!$D$12,'Back, Data Figures'!$D$39:$I$59,11,FALSE)","v":{"$error":"#N/A"}},{"$f":"HLOOKUP('Back, Results'!$D$13,'Back, Data Figures'!$D$39:$I$59,11,FALSE)","v":{"$error":"#N/A"}},11,2029,{"$f":"HLOOKUP(P$38&'Back, Results'!$D$12,'Back, Data Figures'!$D$15:$U$35,$N48,FALSE)","v":{"$error":"#N/A"}},{"$f":"HLOOKUP(Q$38&'Back, Results'!$D$12,'Back, Data Figures'!$D$15:$U$35,$N48,FALSE)","v":{"$error":"#N/A"}},{"$f":"HLOOKUP(R$38&'Back, Results'!$D$12,'Back, Data Figures'!$D$15:$U$35,$N48,FALSE)","v":{"$error":"#N/A"}},{"$f":"HLOOKUP(S$38&'Back, Results'!$D$13,'Back, Data Figures'!$D$15:$U$35,$N48,FALSE)","v":{"$error":"#N/A"}},{"$f":"HLOOKUP(T$38&'Back, Results'!$D$13,'Back, Data Figures'!$D$15:$U$35,$N48,FALSE)","v":{"$error":"#N/A"}},{"$f":"HLOOKUP(U$38&'Back, Results'!$D$13,'Back, Data Figures'!$D$15:$U$35,$N48,FALSE)","v":{"$error":"#N/A"}},null,35,1.7383253110480885E-4,{"$f":"X48*'Back, Results'!$D$15","v":17.383253110480887},2.3683181678011848E-4,null,2027,16.47058823529412,10.980392156862745,31.176470588235297,24.778761061946902,16.519174041297934,46.902654867256636,0,0,0,0,454.94505494505489,287.60439560439562,0,43.516483516483511,214.81318681318677,140.56802383316781,3.7894736842105261,208.73565044687192]
[null,null,2029,208.11167782476059,191.39535601955134,195.03,196.82060098522166,225.85755405884436,170.76204568023832,null,2030,{"$f":"HLOOKUP('Back, Results'!$D$12,'Back, Data Figures'!$D$39:$I$59,12,FALSE)","v":{"$error":"#N/A"}},{"$f":"HLOOKUP('Back, Results'!$D$13,'Back, Data Figures'!$D$39:$I$59,12,FALSE)","v":{"$error":"#N/A"}},12,2030,{"$f":"HLOOKUP(P$38&'Back, Results'!$D$12,'Back, Data Figures'!$D$15:$U$35,$N49,FALSE)","v":{"$error":"#N/A"}},{"$f":"HLOOKUP(Q$38&'Back, Results'!$D$12,'Back, Data Figures'!$D$15:$U$35,$N49,FALSE)","v":{"$error":"#N/A"}},{"$f":"HLOOKUP(R$38&'Back, Results'!$D$12,'Back, Data Figures'!$D$15:$U$35,$N49,FALSE)","v":{"$error":"#N/A"}},{"$f":"HLOOKUP(S$38&'Back, Results'!$D$13,'Back, Data Figures'!$D$15:$U$35,$N49,FALSE)","v":{"$error":"#N/A"}},{"$f":"HLOOKUP(T$38&'Back, Results'!$D$13,'Back, Data Figures'!$D$15:$U$35,$N49,FALSE)","v":{"$error":"#N/A"}},{"$f":"HLOOKUP(U$38&'Back, Results'!$D$13,'Back, Data Figures'!$D$15:$U$35,$N49,FALSE)","v":{"$error":"#N/A"}},null,36,1.6543262634810091E-4,{"$f":"X49*'Back, Results'!$D$15","v":16.543262634810091},2.3333185646482352E-4,null,2028,15.294117647058824,10.392156862745098,29.215686274509807,23.008849557522122,15.634218289085545,43.952802359882007,0,0,0,0,454.94505494505489,288,0,43.516483516483511,210.46153846153842,140.56802383316781,3.7894736842105261,200.20933465739822]
[null,null,2030,209.96584607603589,194.21507816748763,195.18,197.98831602879878,227.20175824175823,168.54556107249255,null,2031,{"$f":"HLOOKUP('Back, Results'!$D$12,'Back, Data Figures'!$D$39:$I$59,13,FALSE)","v":{"$error":"#N/A"}},{"$f":"HLOOKUP('Back, Results'!$D$13,'Back, Data Figures'!$D$39:$I$59,13,FALSE)","v":{"$error":"#N/A"}},13,2031,{"$f":"HLOOKUP(P$38&'Back, Results'!$D$12,'Back, Data Figures'!$D$15:$U$35,$N50,FALSE)","v":{"$error":"#N/A"}},{"$f":"HLOOKUP(Q$38&'Back, Results'!$D$12,'Back, Data Figures'!$D$15:$U$35,$N50,FALSE)","v":{"$error":"#N/A"}},{"$f":"HLOOKUP(R$38&'Back, Results'!$D$12,'Back, Data Figures'!$D$15:$U$35,$N50,FALSE)","v":{"$error":"#N/A"}},{"$f":"HLOOKUP(S$38&'Back, Results'!$D$13,'Back, Data Figures'!$D$15:$U$35,$N50,FALSE)","v":{"$error":"#N/A"}},{"$f":"HLOOKUP(T$38&'Back, Results'!$D$13,'Back, Data Figures'!$D$15:$U$35,$N50,FALSE)","v":{"$error":"#N/A"}},{"$f":"HLOOKUP(U$38&'Back, Results'!$D$13,'Back, Data Figures'!$D$15:$U$35,$N50,FALSE)","v":{"$error":"#N/A"}},null,37,1.612326739697469E-4,{"$f":"X50*'Back, Results'!$D$15","v":16.12326739697469},2.3333185646482352E-4,null,2029,13.725490196078432,9.6078431372549034,27.058823529411768,20.64896755162242,14.454277286135692,40.707964601769909,0,0,0,0,454.94505494505489,288.39560439560438,0,43.516483516483511,206.10989010989005,140.56802383316781,3.7894736842105261,191.68301886792452]
[null,null,2031,209.99349560486687,194.28189604272006,195.32,199.15330276619935,228.5459624246721,166.32907646474678,null,2032,{"$f":"HLOOKUP('Back, Results'!$D$12,'Back, Data Figures'!$D$39:$I$59,14,FALSE)","v":{"$error":"#N/A"}},{"$f":"HLOOKUP('Back, Results'!$D$13,'Back, Data Figures'!$D$39:$I$59,14,FALSE)","v":{"$error":"#N/A"}},14,2032,{"$f":"HLOOKUP(P$38&'Back, Results'!$D$12,'Back, Data Figures'!$D$15:$U$35,$N51,FALSE)","v":{"$error":"#N/A"}},{"$f":"HLOOKUP(Q$38&'Back, Results'!$D$12,'Back, Data Figures'!$D$15:$U$35,$N51,FALSE)","v":{"$error":"#N/A"}},{"$f":"HLOOKUP(R$38&'Back, Results'!$D$12,'Back, Data Figures'!$D$15:$U$35,$N51,FALSE)","v":{"$error":"#N/A"}},{"$f":"HLOOKUP(S$38&'Back, Results'!$D$13,'Back, Data Figures'!$D$15:$U$35,$N51,FALSE)","v":{"$error":"#N/A"}},{"$f":"HLOOKUP(T$38&'Back, Results'!$D$13,'Back, Data Figures'!$D$15:$U$35,$N51,FALSE)","v":{"$error":"#N/A"}},{"$f":"HLOOKUP(U$38&'Back, Results'!$D$13,'Back, Data Figures'!$D$15:$U$35,$N51,FALSE)","v":{"$error":"#N/A"}},null,38,1.605326819066879E-4,{"$f":"X51*'Back, Results'!$D$15","v":16.053268190668788},2.3263186440176448E-4,null,2030,4.3137254901960791,7.0588235294117654,23.137254901960787,6.4896755162241888,10.619469026548671,34.80825958702065,0,0,0,0,454.94505494505489,288.79120879120876,0,43.516483516483511,201.75824175824175,140.56802383316781,3.7894736842105261,183.15670307845087]
[null,null,2032,209.98786024194411,194.30368354982744,195.47,200.32101780977644,229.89016660758597,164.11259185700098,null,2033,{"$f":"HLOOKUP('Back, Results'!$D$12,'Back, Data Figures'!$D$39:$I$59,15,FALSE)","v":{"$error":"#N/A"}},{"$f":"HLOOKUP('Back, Results'!$D$13,'Back, Data Figures'!$D$39:$I$59,15,FALSE)","v":{"$error":"#N/A"}},15,2033,{"$f":"HLOOKUP(P$38&'Back, Results'!$D$12,'Back, Data Figures'!$D$15:$U$35,$N52,FALSE)","v":{"$error":"#N/A"}},{"$f":"HLOOKUP(Q$38&'Back, Results'!$D$12,'Back, Data Figures'!$D$15:$U$35,$N52,FALSE)","v":{"$error":"#N/A"}},{"$f":"HLOOKUP(R$38&'Back, Results'!$D$12,'Back, Data Figures'!$D$15:$U$35,$N52,FALSE)","v":{"$error":"#N/A"}},{"$f":"HLOOKUP(S$38&'Back, Results'!$D$13,'Back, Data Figures'!$D$15:$U$35,$N52,FALSE)","v":{"$error":"#N/A"}},{"$f":"HLOOKUP(T$38&'Back, Results'!$D$13,'Back, Data Figures'!$D$15:$U$35,$N52,FALSE)","v":{"$error":"#N/A"}},{"$f":"HLOOKUP(U$38&'Back, Results'!$D$13,'Back, Data Figures'!$D$15:$U$35,$N52,FALSE)","v":{"$error":"#N/A"}},null,39,1.6193266603280591E-4,{"$f":"X52*'Back, Results'!$D$15","v":16.193266603280591},2.3193187233870553E-4,null,2031,3.9215686274509807,6.666666666666667,21.764705882352942,5.8997050147492622,10.029498525073747,32.743362831858406,0,0,0,0,454.94505494505489,288.79120879120876,0,43.516483516483511,197.40659340659337,140.56802383316781,3.7894736842105261,174.63038728897718]
[null,null,2033,210.30909957971861,194.81722945621385,195.62,201.48873285335353,231.23862460120523,161.89610724925518,null,2034,{"$f":"HLOOKUP('Back, Results'!$D$12,'Back, Data Figures'!$D$39:$I$59,16,FALSE)","v":{"$error":"#N/A"}},{"$f":"HLOOKUP('Back, Results'!$D$13,'Back, Data Figures'!$D$39:$I$59,16,FALSE)","v":{"$error":"#N/A"}},16,2034,{"$f":"HLOOKUP(P$38&'Back, Results'!$D$12,'Back, Data Figures'!$D$15:$U$35,$N53,FALSE)","v":{"$error":"#N/A"}},{"$f":"HLOOKUP(Q$38&'Back, Results'!$D$12,'Back, Data Figures'!$D$15:$U$35,$N53,FALSE)","v":{"$error":"#N/A"}},{"$f":"HLOOKUP(R$38&'Back, Results'!$D$12,'Back, Data Figures'!$D$15:$U$35,$N53,FALSE)","v":{"$error":"#N/A"}},{"$f":"HLOOKUP(S$38&'Back, Results'!$D$13,'Back, Data Figures'!$D$15:$U$35,$N53,FALSE)","v":{"$error":"#N/A"}},{"$f":"HLOOKUP(T$38&'Back, Results'!$D$13,'Back, Data Figures'!$D$15:$U$35,$N53,FALSE)","v":{"$error":"#N/A"}},{"$f":"HLOOKUP(U$38&'Back, Results'!$D$13,'Back, Data Figures'!$D$15:$U$35,$N53,FALSE)","v":{"$error":"#N/A"}},null,40,1.7663249935704484E-4,{"$f":"X53*'Back, Results'!$D$15","v":17.663249935704485},2.3193187233870553E-4,null,2032,3.7254901960784315,6.4705882352941178,20.588235294117649,5.6047197640117989,9.7345132743362832,30.973451327433626,0,0,0,0,454.94505494505489,288.79120879120876,0,43.516483516483511,193.05494505494499,140.56802383316781,3.7894736842105261,166.10407149950348]
[null,null,2034,209.37666135694784,193.4396675281516,195.77,202.65644789693064,232.58282878411913,159.67962264150941,null,2035,{"$f":"HLOOKUP('Back, Results'!$D$12,'Back, Data Figures'!$D$39:$I$59,17,FALSE)","v":{"$error":"#N/A"}},{"$f":"HLOOKUP('Back, Results'!$D$13,'Back, Data Figures'!$D$39:$I$59,17,FALSE)","v":{"$error":"#N/A"}},17,2035,{"$f":"HLOOKUP(P$38&'Back, Results'!$D$12,'Back, Data Figures'!$D$15:$U$35,$N54,FALSE)","v":{"$error":"#N/A"}},{"$f":"HLOOKUP(Q$38&'Back, Results'!$D$12,'Back, Data Figures'!$D$15:$U$35,$N54,FALSE)","v":{"$error":"#N/A"}},{"$f":"HLOOKUP(R$38&'Back, Results'!$D$12,'Back, Data Figures'!$D$15:$U$35,$N54,FALSE)","v":{"$error":"#N/A"}},{"$f":"HLOOKUP(S$38&'Back, Results'!$D$13,'Back, Data Figures'!$D$15:$U$35,$N54,FALSE)","v":{"$error":"#N/A"}},{"$f":"HLOOKUP(T$38&'Back, Results'!$D$13,'Back, Data Figures'!$D$15:$U$35,$N54,FALSE)","v":{"$error":"#N/A"}},{"$f":"HLOOKUP(U$38&'Back, Results'!$D$13,'Back, Data Figures'!$D$15:$U$35,$N54,FALSE)","v":{"$error":"#N/A"}},null,41,1.976322612488147E-4,{"$f":"X54*'Back, Results'!$D$15","v":19.76322612488147},2.3193187233870553E-4,null,2033,3.5294117647058827,6.0784313725490202,19.803921568627452,5.3097345132743357,9.1445427728613566,29.793510324483776,0,0,0,0,454.94505494505489,288.79120879120876,0,43.516483516483511,188.70329670329667,140.56802383316781,3.7894736842105261,157.57775571002981]
[null,null,2035,209.23354648034783,193.25462744831091,195.92,203.82143463433115,233.92703296703297,157.46313803376364,null,2036,{"$f":"HLOOKUP('Back, Results'!$D$12,'Back, Data Figures'!$D$39:$I$59,18,FALSE)","v":{"$error":"#N/A"}},{"$f":"HLOOKUP('Back, Results'!$D$13,'Back, Data Figures'!$D$39:$I$59,18,FALSE)","v":{"$error":"#N/A"}},18,2036,{"$f":"HLOOKUP(P$38&'Back, Results'!$D$12,'Back, Data Figures'!$D$15:$U$35,$N55,FALSE)","v":{"$error":"#N/A"}},{"$f":"HLOOKUP(Q$38&'Back, Results'!$D$12,'Back, Data Figures'!$D$15:$U$35,$N55,FALSE)","v":{"$error":"#N/A"}},{"$f":"HLOOKUP(R$38&'Back, Results'!$D$12,'Back, Data Figures'!$D$15:$U$35,$N55,FALSE)","v":{"$error":"#N/A"}},{"$f":"HLOOKUP(S$38&'Back, Results'!$D$13,'Back, Data Figures'!$D$15:$U$35,$N55,FALSE)","v":{"$error":"#N/A"}},{"$f":"HLOOKUP(T$38&'Back, Results'!$D$13,'Back, Data Figures'!$D$15:$U$35,$N55,FALSE)","v":{"$error":"#N/A"}},{"$f":"HLOOKUP(U$38&'Back, Results'!$D$13,'Back, Data Figures'!$D$15:$U$35,$N55,FALSE)","v":{"$error":"#N/A"}},null,42,1.9903224537493269E-4,{"$f":"X55*'Back, Results'!$D$15","v":19.903224537493269},2.3123188027564652E-4,null,2034,3.3333333333333335,5.882352941176471,18.627450980392158,5.0147492625368733,8.8495575221238933,28.023598820058996,0,0,0,0,454.94505494505489,288.79120879120876,0,43.516483516483511,184.35164835164829,140.56802383316781,3.7894736842105261,149.05143992055611]
[null,null,2036,211.76141366131802,197.0828347117174,196.07,204.98914967790833,235.27123714994684,155.24665342601787,null,2037,{"$f":"HLOOKUP('Back, Results'!$D$12,'Back, Data Figures'!$D$39:$I$59,19,FALSE)","v":{"$error":"#N/A"}},{"$f":"HLOOKUP('Back, Results'!$D$13,'Back, Data Figures'!$D$39:$I$59,19,FALSE)","v":{"$error":"#N/A"}},19,2037,{"$f":"HLOOKUP(P$38&'Back, Results'!$D$12,'Back, Data Figures'!$D$15:$U$35,$N56,FALSE)","v":{"$error":"#N/A"}},{"$f":"HLOOKUP(Q$38&'Back, Results'!$D$12,'Back, Data Figures'!$D$15:$U$35,$N56,FALSE)","v":{"$error":"#N/A"}},{"$f":"HLOOKUP(R$38&'Back, Results'!$D$12,'Back, Data Figures'!$D$15:$U$35,$N56,FALSE)","v":{"$error":"#N/A"}},{"$f":"HLOOKUP(S$38&'Back, Results'!$D$13,'Back, Data Figures'!$D$15:$U$35,$N56,FALSE)","v":{"$error":"#N/A"}},{"$f":"HLOOKUP(T$38&'Back, Results'!$D$13,'Back, Data Figures'!$D$15:$U$35,$N56,FALSE)","v":{"$error":"#N/A"}},{"$f":"HLOOKUP(U$38&'Back, Results'!$D$13,'Back, Data Figures'!$D$15:$U$35,$N56,FALSE)","v":{"$error":"#N/A"}},null,43,1.9623227712269674E-4,{"$f":"X56*'Back, Results'!$D$15","v":19.623227712269674},2.3123188027564652E-4,null,2035,2.9411764705882355,5.6862745098039218,18.43137254901961,4.4247787610619467,8.5545722713864301,27.728613569321531,0,0,0,0,454.94505494505489,288.79120879120876,0,43.516483516483511,179.99999999999997,140.56802383316781,3.7894736842105261,140.52512413108244]
[null,null,2037,211.71333800703411,197.04077399288317,196.22,206.15686472148542,236.61544133286066,153.0301688182721,null,2038,{"$f":"HLOOKUP('Back, Results'!$D$12,'Back, Data Figures'!$D$39:$I$59,20,FALSE)","v":{"$error":"#N/A"}},{"$f":"HLOOKUP('Back, Results'!$D$13,'Back, Data Figures'!$D$39:$I$59,20,FALSE)","v":{"$error":"#N/A"}},20,2038,{"$f":"HLOOKUP(P$38&'Back, Results'!$D$12,'Back, Data Figures'!$D$15:$U$35,$N57,FALSE)","v":{"$error":"#N/A"}},{"$f":"HLOOKUP(Q$38&'Back, Results'!$D$12,'Back, Data Figures'!$D$15:$U$35,$N57,FALSE)","v":{"$error":"#N/A"}},{"$f":"HLOOKUP(R$38&'Back, Results'!$D$12,'Back, Data Figures'!$D$15:$U$35,$N57,FALSE)","v":{"$error":"#N/A"}},{"$f":"HLOOKUP(S$38&'Back, Results'!$D$13,'Back, Data Figures'!$D$15:$U$35,$N57,FALSE)","v":{"$error":"#N/A"}},{"$f":"HLOOKUP(T$38&'Back, Results'!$D$13,'Back, Data Figures'!$D$15:$U$35,$N57,FALSE)","v":{"$error":"#N/A"}},{"$f":"HLOOKUP(U$38&'Back, Results'!$D$13,'Back, Data Figures'!$D$15:$U$35,$N57,FALSE)","v":{"$error":"#N/A"}},null,44,1.9273231680740175E-4,{"$f":"X57*'Back, Results'!$D$15","v":19.273231680740174},2.3053188821258754E-4,null,2036,2.5490196078431375,5.4901960784313726,15.882352941176471,3.8348082595870205,8.2595870206489668,23.893805309734514,0,0,0,0,454.94505494505489,288.79120879120876,0,43.516483516483511,175.64835164835162,140.56802383316781,3.7894736842105261,131.99880834160874]
[null,null,2038,211.41307929702722,196.61427858844809,196.37,207.32457976506251,237.96389932647995,150.81368421052628,null,2039,{"$f":"HLOOKUP('Back, Results'!$D$12,'Back, Data Figures'!$D$39:$I$59,21,FALSE)","v":{"$error":"#N/A"}},{"$f":"HLOOKUP('Back, Results'!$D$13,'Back, Data Figures'!$D$39:$I$59,21,FALSE)","v":{"$error":"#N/A"}},21,2039,{"$f":"HLOOKUP(P$38&'Back, Results'!$D$12,'Back, Data Figures'!$D$15:$U$35,$N58,FALSE)","v":{"$error":"#N/A"}},{"$f":"HLOOKUP(Q$38&'Back, Results'!$D$12,'Back, Data Figures'!$D$15:$U$35,$N58,FALSE)","v":{"$error":"#N/A"}},{"$f":"HLOOKUP(R$38&'Back, Results'!$D$12,'Back, Data Figures'!$D$15:$U$35,$N58,FALSE)","v":{"$error":"#N/A"}},{"$f":"HLOOKUP(S$38&'Back, Results'!$D$13,'Back, Data Figures'!$D$15:$U$35,$N58,FALSE)","v":{"$error":"#N/A"}},{"$f":"HLOOKUP(T$38&'Back, Results'!$D$13,'Back, Data Figures'!$D$15:$U$35,$N58,FALSE)","v":{"$error":"#N/A"}},{"$f":"HLOOKUP(U$38&'Back, Results'!$D$13,'Back, Data Figures'!$D$15:$U$35,$N58,FALSE)","v":{"$error":"#N/A"}},null,45,2.0253220569022769E-4,{"$f":"X58*'Back, Results'!$D$15","v":20.253220569022769},2.3053188821258754E-4,null,2037,1.9607843137254903,5.098039215686275,13.529411764705884,2.9498525073746311,7.6696165191740411,20.353982300884955,0,0,0,0,454.94505494505489,288.79120879120876,0,43.516483516483511,171.29670329670327,140.56802383316781,3.7894736842105261,123.47249255213505]
[null,null,2039,211.74632612828097,197.14588886555546,196.52,208.48956650246305,239.30810350939382,148.59719960278051,null,null,null,null,null,null,null,null,null,null,null,null,null,46,2.0883213425775863E-4,{"$f":"X59*'Back, Results'!$D$15","v":20.883213425775864},2.3053188821258754E-4,null,2038,1.7647058823529413,4.9019607843137258,12.941176470588236,2.6548672566371678,7.3746312684365778,19.469026548672566,0,0,0,0,454.94505494505489,288.79120879120876,0,43.516483516483511,166.94505494505492,140.56802383316781,3.7894736842105261,114.94617676266137]
[null,null,null,null,null,null,null,null,null,null,null,null,null,null,null,null,null,null,null,null,null,null,47,2.1023211838387662E-4,{"$f":"X60*'Back, Results'!$D$15","v":21.023211838387663},2.2983189614952853E-4,null,2039,1.7647058823529413,4.7058823529411766,12.549019607843139,2.6548672566371678,7.0796460176991145,18.87905604719764,0,0,0,0,454.94505494505489,288.79120879120876,0,43.516483516483511,162.5934065934066,140.56802383316781,3.7894736842105261,106.4198609731877]
[null,null,null,null,null,null,null,null,null,null,null,null,null,null,null,null,null,null,null,null,null,null,48,2.1303208663611261E-4,{"$f":"X61*'Back, Results'!$D$15","v":21.303208663611262},2.2983189614952853E-4]
[null,null,null,null,null,null,null,null,null,null,null,null,null,null,null,null,null,null,null,null,null,null,49,2.1023211838387662E-4,{"$f":"X62*'Back, Results'!$D$15","v":21.023211838387663},2.2983189614952853E-4,null,"Year","Prod 1",null,null,"Prod 2"]
[null,null,null,null,null,null,null,null,null,null,null,null,null,null,null,null,null,null,null,null,null,null,50,2.0743215013164067E-4,{"$f":"X63*'Back, Results'!$D$15","v":20.743215013164068},2.2983189614952853E-4,null,null,"CO2","SO2","NOx","CO2","SO2","NOx"]
[null,null,null,null,null,null,null,null,null,null,null,null,null,null,null,null,null,null,null,null,null,null,51,2.0673215806858166E-4,{"$f":"X64*'Back, Results'!$D$15","v":20.673215806858167},2.2913190408646955E-4,null,null,"CO2","SO2","NOx","CO2","SO2","NOx"]
[null,null,null,null,null,null,null,null,null,null,null,null,null,null,null,null,null,null,null,null,null,null,52,2.0463218187940469E-4,{"$f":"X65*'Back, Results'!$D$15","v":20.46321818794047},2.2913190408646955E-4,null,null,{"$f":"'Back, Results'!$D$8&\" \"& 'Back, Data Figures'!AC64","v":{"$error":"#N/A"}},{"$f":"'Back, Results'!$D$8&\" \"& 'Back, Data Figures'!AD64","v":{"$error":"#N/A"}},{"$f":"'Back, Results'!$D$8&\" \"& 'Back, Data Figures'!AE64","v":{"$error":"#N/A"}},{"$f":"'Back, Results'!$D$9&\" \"& 'Back, Data Figures'!AF64","v":{"$error":"#N/A"}},{"$f":"'Back, Results'!$D$9&\" \"& 'Back, Data Figures'!AG64","v":{"$error":"#N/A"}},{"$f":"'Back, Results'!$D$9&\" \"& 'Back, Data Figures'!AH64","v":{"$error":"#N/A"}}]
[null,null,null,null,null,null,null,null,null,null,null,null,null,null,null,null,null,null,null,null,null,null,53,1.9903224537493269E-4,{"$f":"X66*'Back, Results'!$D$15","v":19.903224537493269},2.2913190408646955E-4]
[null,null,null,null,null,null,null,null,null,null,null,null,null,null,null,null,null,null,null,null,null,null,54,1.9063234061822475E-4,{"$f":"X67*'Back, Results'!$D$15","v":19.063234061822474},2.2913190408646955E-4,2,2020,{"$f":"HLOOKUP(AC$63&'Back, Results'!$D$12,$AC$40:$AT$60,$AA67,FALSE)","v":{"$error":"#N/A"}},{"$f":"HLOOKUP(AD$63&'Back, Results'!$D$12,$AC$40:$AT$60,$AA67,FALSE)","v":{"$error":"#N/A"}},{"$f":"HLOOKUP(AE$63&'Back, Results'!$D$12,$AC$40:$AT$60,$AA67,FALSE)","v":{"$error":"#N/A"}},{"$f":"HLOOKUP(AF$63&'Back, Results'!$D$13,$AC$40:$AT$60,$AA67,FALSE)","v":{"$error":"#N/A"}},{"$f":"HLOOKUP(AG$63&'Back, Results'!$D$13,$AC$40:$AT$60,$AA67,FALSE)","v":{"$error":"#N/A"}},{"$f":"HLOOKUP(AH$63&'Back, Results'!$D$13,$AC$40:$AT$60,$AA67,FALSE)","v":{"$error":"#N/A"}}]
[null,null,null,null,null,null,null,null,null,null,null,null,null,null,null,null,null,null,null,null,null,null,55,1.8013245967233983E-4,{"$f":"X68*'Back, Results'!$D$15","v":18.013245967233981},2.2843191202341054E-4,3,2021,{"$f":"HLOOKUP(AC$63&'Back, Results'!$D$12,$AC$40:$AT$60,$AA68,FALSE)","v":{"$error":"#N/A"}},{"$f":"HLOOKUP(AD$63&'Back, Results'!$D$12,$AC$40:$AT$60,$AA68,FALSE)","v":{"$error":"#N/A"}},{"$f":"HLOOKUP(AE$63&'Back, Results'!$D$12,$AC$40:$AT$60,$AA68,FALSE)","v":{"$error":"#N/A"}},{"$f":"HLOOKUP(AF$63&'Back, Results'!$D$13,$AC$40:$AT$60,$AA68,FALSE)","v":{"$error":"#N/A"}},{"$f":"HLOOKUP(AG$63&'Back, Results'!$D$13,$AC$40:$AT$60,$AA68,FALSE)","v":{"$error":"#N/A"}},{"$f":"HLOOKUP(AH$63&'Back, Results'!$D$13,$AC$40:$AT$60,$AA68,FALSE)","v":{"$error":"#N/A"}}]
[null,null,null,null,null,null,null,null,null,null,null,null,null,null,null,null,null,null,null,null,null,null,56,1.7033257078951389E-4,{"$f":"X69*'Back, Results'!$D$15","v":17.03325707895139},2.2843191202341054E-4,4,2022,{"$f":"HLOOKUP(AC$63&'Back, Results'!$D$12,$AC$40:$AT$60,$AA69,FALSE)","v":{"$error":"#N/A"}},{"$f":"HLOOKUP(AD$63&'Back, Results'!$D$12,$AC$40:$AT$60,$AA69,FALSE)","v":{"$error":"#N/A"}},{"$f":"HLOOKUP(AE$63&'Back, Results'!$D$12,$AC$40:$AT$60,$AA69,FALSE)","v":{"$error":"#N/A"}},{"$f":"HLOOKUP(AF$63&'Back, Results'!$D$13,$AC$40:$AT$60,$AA69,FALSE)","v":{"$error":"#N/A"}},{"$f":"HLOOKUP(AG$63&'Back, Results'!$D$13,$AC$40:$AT$60,$AA69,FALSE)","v":{"$error":"#N/A"}},{"$f":"HLOOKUP(AH$63&'Back, Results'!$D$13,$AC$40:$AT$60,$AA69,FALSE)","v":{"$error":"#N/A"}}]
[null,null,null,null,null,null,null,null,null,null,null,null,null,null,null,null,null,null,null,null,null,null,57,1.6403264222198289E-4,{"$f":"X70*'Back, Results'!$D$15","v":16.403264222198288},2.2843191202341054E-4,5,2023,{"$f":"HLOOKUP(AC$63&'Back, Results'!$D$12,$AC$40:$AT$60,$AA70,FALSE)","v":{"$error":"#N/A"}},{"$f":"HLOOKUP(AD$63&'Back, Results'!$D$12,$AC$40:$AT$60,$AA70,FALSE)","v":{"$error":"#N/A"}},{"$f":"HLOOKUP(AE$63&'Back, Results'!$D$12,$AC$40:$AT$60,$AA70,FALSE)","v":{"$error":"#N/A"}},{"$f":"HLOOKUP(AF$63&'Back, Results'!$D$13,$AC$40:$AT$60,$AA70,FALSE)","v":{"$error":"#N/A"}},{"$f":"HLOOKUP(AG$63&'Back, Results'!$D$13,$AC$40:$AT$60,$AA70,FALSE)","v":{"$error":"#N/A"}},{"$f":"HLOOKUP(AH$63&'Back, Results'!$D$13,$AC$40:$AT$60,$AA70,FALSE)","v":{"$error":"#N/A"}}]
[null,null,null,null,null,null,null,null,null,null,null,null,null,null,null,null,null,null,null,null,null,null,58,1.5283276921303896E-4,{"$f":"X71*'Back, Results'!$D$15","v":15.283276921303896},2.2773191996035156E-4,6,2024,{"$f":"HLOOKUP(AC$63&'Back, Results'!$D$12,$AC$40:$AT$60,$AA71,FALSE)","v":{"$error":"#N/A"}},{"$f":"HLOOKUP(AD$63&'Back, Results'!$D$12,$AC$40:$AT$60,$AA71,FALSE)","v":{"$error":"#N/A"}},{"$f":"HLOOKUP(AE$63&'Back, Results'!$D$12,$AC$40:$AT$60,$AA71,FALSE)","v":{"$error":"#N/A"}},{"$f":"HLOOKUP(AF$63&'Back, Results'!$D$13,$AC$40:$AT$60,$AA71,FALSE)","v":{"$error":"#N/A"}},{"$f":"HLOOKUP(AG$63&'Back, Results'!$D$13,$AC$40:$AT$60,$AA71,FALSE)","v":{"$error":"#N/A"}},{"$f":"HLOOKUP(AH$63&'Back, Results'!$D$13,$AC$40:$AT$60,$AA71,FALSE)","v":{"$error":"#N/A"}}]
[null,null,null,null,null,null,null,null,null,null,null,null,null,null,null,null,null,null,null,null,null,null,59,1.5073279302386196E-4,{"$f":"X72*'Back, Results'!$D$15","v":15.073279302386196},2.2773191996035156E-4,7,2025,{"$f":"HLOOKUP(AC$63&'Back, Results'!$D$12,$AC$40:$AT$60,$AA72,FALSE)","v":{"$error":"#N/A"}},{"$f":"HLOOKUP(AD$63&'Back, Results'!$D$12,$AC$40:$AT$60,$AA72,FALSE)","v":{"$error":"#N/A"}},{"$f":"HLOOKUP(AE$63&'Back, Results'!$D$12,$AC$40:$AT$60,$AA72,FALSE)","v":{"$error":"#N/A"}},{"$f":"HLOOKUP(AF$63&'Back, Results'!$D$13,$AC$40:$AT$60,$AA72,FALSE)","v":{"$error":"#N/A"}},{"$f":"HLOOKUP(AG$63&'Back, Results'!$D$13,$AC$40:$AT$60,$AA72,FALSE)","v":{"$error":"#N/A"}},{"$f":"HLOOKUP(AH$63&'Back, Results'!$D$13,$AC$40:$AT$60,$AA72,FALSE)","v":{"$error":"#N/A"}}]
[null,null,null,null,null,null,null,null,null,null,null,null,null,null,null,null,null,null,null,null,null,null,60,1.4303288033021302E-4,{"$f":"X73*'Back, Results'!$D$15","v":14.303288033021301},2.2773191996035156E-4,8,2026,{"$f":"HLOOKUP(AC$63&'Back, Results'!$D$12,$AC$40:$AT$60,$AA73,FALSE)","v":{"$error":"#N/A"}},{"$f":"HLOOKUP(AD$63&'Back, Results'!$D$12,$AC$40:$AT$60,$AA73,FALSE)","v":{"$error":"#N/A"}},{"$f":"HLOOKUP(AE$63&'Back, Results'!$D$12,$AC$40:$AT$60,$AA73,FALSE)","v":{"$error":"#N/A"}},{"$f":"HLOOKUP(AF$63&'Back, Results'!$D$13,$AC$40:$AT$60,$AA73,FALSE)","v":{"$error":"#N/A"}},{"$f":"HLOOKUP(AG$63&'Back, Results'!$D$13,$AC$40:$AT$60,$AA73,FALSE)","v":{"$error":"#N/A"}},{"$f":"HLOOKUP(AH$63&'Back, Results'!$D$13,$AC$40:$AT$60,$AA73,FALSE)","v":{"$error":"#N/A"}}]
[null,null,null,null,null,null,null,null,null,null,null,null,null,null,null,null,null,null,null,null,null,null,61,1.3743294382574105E-4,{"$f":"X74*'Back, Results'!$D$15","v":13.743294382574105},2.2773191996035156E-4,9,2027,{"$f":"HLOOKUP(AC$63&'Back, Results'!$D$12,$AC$40:$AT$60,$AA74,FALSE)","v":{"$error":"#N/A"}},{"$f":"HLOOKUP(AD$63&'Back, Results'!$D$12,$AC$40:$AT$60,$AA74,FALSE)","v":{"$error":"#N/A"}},{"$f":"HLOOKUP(AE$63&'Back, Results'!$D$12,$AC$40:$AT$60,$AA74,FALSE)","v":{"$error":"#N/A"}},{"$f":"HLOOKUP(AF$63&'Back, Results'!$D$13,$AC$40:$AT$60,$AA74,FALSE)","v":{"$error":"#N/A"}},{"$f":"HLOOKUP(AG$63&'Back, Results'!$D$13,$AC$40:$AT$60,$AA74,FALSE)","v":{"$error":"#N/A"}},{"$f":"HLOOKUP(AH$63&'Back, Results'!$D$13,$AC$40:$AT$60,$AA74,FALSE)","v":{"$error":"#N/A"}}]
[null,null,null,null,null,null,null,null,null,null,null,null,null,null,null,null,null,null,null,null,null,null,62,1.3533296763656405E-4,{"$f":"X75*'Back, Results'!$D$15","v":13.533296763656406},2.2703192789729255E-4,10,2028,{"$f":"HLOOKUP(AC$63&'Back, Results'!$D$12,$AC$40:$AT$60,$AA75,FALSE)","v":{"$error":"#N/A"}},{"$f":"HLOOKUP(AD$63&'Back, Results'!$D$12,$AC$40:$AT$60,$AA75,FALSE)","v":{"$error":"#N/A"}},{"$f":"HLOOKUP(AE$63&'Back, Results'!$D$12,$AC$40:$AT$60,$AA75,FALSE)","v":{"$error":"#N/A"}},{"$f":"HLOOKUP(AF$63&'Back, Results'!$D$13,$AC$40:$AT$60,$AA75,FALSE)","v":{"$error":"#N/A"}},{"$f":"HLOOKUP(AG$63&'Back, Results'!$D$13,$AC$40:$AT$60,$AA75,FALSE)","v":{"$error":"#N/A"}},{"$f":"HLOOKUP(AH$63&'Back, Results'!$D$13,$AC$40:$AT$60,$AA75,FALSE)","v":{"$error":"#N/A"}}]
[null,null,null,null,null,null,null,null,null,null,null,null,null,null,null,null,null,null,null,null,null,null,63,1.3463297557350504E-4,{"$f":"X76*'Back, Results'!$D$15","v":13.463297557350504},2.2703192789729255E-4,11,2029,{"$f":"HLOOKUP(AC$63&'Back, Results'!$D$12,$AC$40:$AT$60,$AA76,FALSE)","v":{"$error":"#N/A"}},{"$f":"HLOOKUP(AD$63&'Back, Results'!$D$12,$AC$40:$AT$60,$AA76,FALSE)","v":{"$error":"#N/A"}},{"$f":"HLOOKUP(AE$63&'Back, Results'!$D$12,$AC$40:$AT$60,$AA76,FALSE)","v":{"$error":"#N/A"}},{"$f":"HLOOKUP(AF$63&'Back, Results'!$D$13,$AC$40:$AT$60,$AA76,FALSE)","v":{"$error":"#N/A"}},{"$f":"HLOOKUP(AG$63&'Back, Results'!$D$13,$AC$40:$AT$60,$AA76,FALSE)","v":{"$error":"#N/A"}},{"$f":"HLOOKUP(AH$63&'Back, Results'!$D$13,$AC$40:$AT$60,$AA76,FALSE)","v":{"$error":"#N/A"}}]
[null,null,null,null,null,null,null,null,null,null,null,null,null,null,null,null,null,null,null,null,null,null,64,1.3393298351044606E-4,{"$f":"X77*'Back, Results'!$D$15","v":13.393298351044606},2.2703192789729255E-4,12,2030,{"$f":"HLOOKUP(AC$63&'Back, Results'!$D$12,$AC$40:$AT$60,$AA77,FALSE)","v":{"$error":"#N/A"}},{"$f":"HLOOKUP(AD$63&'Back, Results'!$D$12,$AC$40:$AT$60,$AA77,FALSE)","v":{"$error":"#N/A"}},{"$f":"HLOOKUP(AE$63&'Back, Results'!$D$12,$AC$40:$AT$60,$AA77,FALSE)","v":{"$error":"#N/A"}},{"$f":"HLOOKUP(AF$63&'Back, Results'!$D$13,$AC$40:$AT$60,$AA77,FALSE)","v":{"$error":"#N/A"}},{"$f":"HLOOKUP(AG$63&'Back, Results'!$D$13,$AC$40:$AT$60,$AA77,FALSE)","v":{"$error":"#N/A"}},{"$f":"HLOOKUP(AH$63&'Back, Results'!$D$13,$AC$40:$AT$60,$AA77,FALSE)","v":{"$error":"#N/A"}}]
[null,null,null,null,null,null,null,null,null,null,null,null,null,null,null,null,null,null,null,null,null,null,65,1.3183300732126906E-4,{"$f":"X78*'Back, Results'!$D$15","v":13.183300732126906},2.2633193583423354E-4,13,2031,{"$f":"HLOOKUP(AC$63&'Back, Results'!$D$12,$AC$40:$AT$60,$AA78,FALSE)","v":{"$error":"#N/A"}},{"$f":"HLOOKUP(AD$63&'Back, Results'!$D$12,$AC$40:$AT$60,$AA78,FALSE)","v":{"$error":"#N/A"}},{"$f":"HLOOKUP(AE$63&'Back, Results'!$D$12,$AC$40:$AT$60,$AA78,FALSE)","v":{"$error":"#N/A"}},{"$f":"HLOOKUP(AF$63&'Back, Results'!$D$13,$AC$40:$AT$60,$AA78,FALSE)","v":{"$error":"#N/A"}},{"$f":"HLOOKUP(AG$63&'Back, Results'!$D$13,$AC$40:$AT$60,$AA78,FALSE)","v":{"$error":"#N/A"}},{"$f":"HLOOKUP(AH$63&'Back, Results'!$D$13,$AC$40:$AT$60,$AA78,FALSE)","v":{"$error":"#N/A"}}]
[null,null,null,null,null,null,null,null,null,null,null,null,null,null,null,null,null,null,null,null,null,null,66,1.3183300732126906E-4,{"$f":"X79*'Back, Results'!$D$15","v":13.183300732126906},2.2633193583423354E-4,14,2032,{"$f":"HLOOKUP(AC$63&'Back, Results'!$D$12,$AC$40:$AT$60,$AA79,FALSE)","v":{"$error":"#N/A"}},{"$f":"HLOOKUP(AD$63&'Back, Results'!$D$12,$AC$40:$AT$60,$AA79,FALSE)","v":{"$error":"#N/A"}},{"$f":"HLOOKUP(AE$63&'Back, Results'!$D$12,$AC$40:$AT$60,$AA79,FALSE)","v":{"$error":"#N/A"}},{"$f":"HLOOKUP(AF$63&'Back, Results'!$D$13,$AC$40:$AT$60,$AA79,FALSE)","v":{"$error":"#N/A"}},{"$f":"HLOOKUP(AG$63&'Back, Results'!$D$13,$AC$40:$AT$60,$AA79,FALSE)","v":{"$error":"#N/A"}},{"$f":"HLOOKUP(AH$63&'Back, Results'!$D$13,$AC$40:$AT$60,$AA79,FALSE)","v":{"$error":"#N/A"}}]
[null,null,null,null,null,null,null,null,null,null,null,null,null,null,null,null,null,null,null,null,null,null,67,1.3113301525821005E-4,{"$f":"X80*'Back, Results'!$D$15","v":13.113301525821006},2.2633193583423354E-4,15,2033,{"$f":"HLOOKUP(AC$63&'Back, Results'!$D$12,$AC$40:$AT$60,$AA80,FALSE)","v":{"$error":"#N/A"}},{"$f":"HLOOKUP(AD$63&'Back, Results'!$D$12,$AC$40:$AT$60,$AA80,FALSE)","v":{"$error":"#N/A"}},{"$f":"HLOOKUP(AE$63&'Back, Results'!$D$12,$AC$40:$AT$60,$AA80,FALSE)","v":{"$error":"#N/A"}},{"$f":"HLOOKUP(AF$63&'Back, Results'!$D$13,$AC$40:$AT$60,$AA80,FALSE)","v":{"$error":"#N/A"}},{"$f":"HLOOKUP(AG$63&'Back, Results'!$D$13,$AC$40:$AT$60,$AA80,FALSE)","v":{"$error":"#N/A"}},{"$f":"HLOOKUP(AH$63&'Back, Results'!$D$13,$AC$40:$AT$60,$AA80,FALSE)","v":{"$error":"#N/A"}}]
[null,null,null,null,null,null,null,null,null,null,null,null,null,null,null,null,null,null,null,null,null,null,68,1.2973303113209209E-4,{"$f":"X81*'Back, Results'!$D$15","v":12.973303113209209},2.2633193583423354E-4,16,2034,{"$f":"HLOOKUP(AC$63&'Back, Results'!$D$12,$AC$40:$AT$60,$AA81,FALSE)","v":{"$error":"#N/A"}},{"$f":"HLOOKUP(AD$63&'Back, Results'!$D$12,$AC$40:$AT$60,$AA81,FALSE)","v":{"$error":"#N/A"}},{"$f":"HLOOKUP(AE$63&'Back, Results'!$D$12,$AC$40:$AT$60,$AA81,FALSE)","v":{"$error":"#N/A"}},{"$f":"HLOOKUP(AF$63&'Back, Results'!$D$13,$AC$40:$AT$60,$AA81,FALSE)","v":{"$error":"#N/A"}},{"$f":"HLOOKUP(AG$63&'Back, Results'!$D$13,$AC$40:$AT$60,$AA81,FALSE)","v":{"$error":"#N/A"}},{"$f":"HLOOKUP(AH$63&'Back, Results'!$D$13,$AC$40:$AT$60,$AA81,FALSE)","v":{"$error":"#N/A"}}]
[null,null,null,null,null,null,null,null,null,null,null,null,null,null,null,null,null,null,null,null,null,null,69,1.2973303113209209E-4,{"$f":"X82*'Back, Results'!$D$15","v":12.973303113209209},2.2633193583423354E-4,17,2035,{"$f":"HLOOKUP(AC$63&'Back, Results'!$D$12,$AC$40:$AT$60,$AA82,FALSE)","v":{"$error":"#N/A"}},{"$f":"HLOOKUP(AD$63&'Back, Results'!$D$12,$AC$40:$AT$60,$AA82,FALSE)","v":{"$error":"#N/A"}},{"$f":"HLOOKUP(AE$63&'Back, Results'!$D$12,$AC$40:$AT$60,$AA82,FALSE)","v":{"$error":"#N/A"}},{"$f":"HLOOKUP(AF$63&'Back, Results'!$D$13,$AC$40:$AT$60,$AA82,FALSE)","v":{"$error":"#N/A"}},{"$f":"HLOOKUP(AG$63&'Back, Results'!$D$13,$AC$40:$AT$60,$AA82,FALSE)","v":{"$error":"#N/A"}},{"$f":"HLOOKUP(AH$63&'Back, Results'!$D$13,$AC$40:$AT$60,$AA82,FALSE)","v":{"$error":"#N/A"}}]
[null,null,null,null,null,null,null,null,null,null,null,null,null,null,null,null,null,null,null,null,null,null,70,1.304330231951511E-4,{"$f":"X83*'Back, Results'!$D$15","v":13.04330231951511},2.2633193583423354E-4,18,2036,{"$f":"HLOOKUP(AC$63&'Back, Results'!$D$12,$AC$40:$AT$60,$AA83,FALSE)","v":{"$error":"#N/A"}},{"$f":"HLOOKUP(AD$63&'Back, Results'!$D$12,$AC$40:$AT$60,$AA83,FALSE)","v":{"$error":"#N/A"}},{"$f":"HLOOKUP(AE$63&'Back, Results'!$D$12,$AC$40:$AT$60,$AA83,FALSE)","v":{"$error":"#N/A"}},{"$f":"HLOOKUP(AF$63&'Back, Results'!$D$13,$AC$40:$AT$60,$AA83,FALSE)","v":{"$error":"#N/A"}},{"$f":"HLOOKUP(AG$63&'Back, Results'!$D$13,$AC$40:$AT$60,$AA83,FALSE)","v":{"$error":"#N/A"}},{"$f":"HLOOKUP(AH$63&'Back, Results'!$D$13,$AC$40:$AT$60,$AA83,FALSE)","v":{"$error":"#N/A"}}]
[null,null,null,null,null,null,null,null,null,null,null,null,null,null,null,null,null,null,null,null,null,null,71,1.304330231951511E-4,{"$f":"X84*'Back, Results'!$D$15","v":13.04330231951511},2.2633193583423354E-4,19,2037,{"$f":"HLOOKUP(AC$63&'Back, Results'!$D$12,$AC$40:$AT$60,$AA84,FALSE)","v":{"$error":"#N/A"}},{"$f":"HLOOKUP(AD$63&'Back, Results'!$D$12,$AC$40:$AT$60,$AA84,FALSE)","v":{"$error":"#N/A"}},{"$f":"HLOOKUP(AE$63&'Back, Results'!$D$12,$AC$40:$AT$60,$AA84,FALSE)","v":{"$error":"#N/A"}},{"$f":"HLOOKUP(AF$63&'Back, Results'!$D$13,$AC$40:$AT$60,$AA84,FALSE)","v":{"$error":"#N/A"}},{"$f":"HLOOKUP(AG$63&'Back, Results'!$D$13,$AC$40:$AT$60,$AA84,FALSE)","v":{"$error":"#N/A"}},{"$f":"HLOOKUP(AH$63&'Back, Results'!$D$13,$AC$40:$AT$60,$AA84,FALSE)","v":{"$error":"#N/A"}}]
[null,null,null,null,null,null,null,null,null,null,null,null,null,null,null,null,null,null,null,null,null,null,72,1.325329993843281E-4,{"$f":"X85*'Back, Results'!$D$15","v":13.253299938432809},2.2563194377117455E-4,20,2038,{"$f":"HLOOKUP(AC$63&'Back, Results'!$D$12,$AC$40:$AT$60,$AA85,FALSE)","v":{"$error":"#N/A"}},{"$f":"HLOOKUP(AD$63&'Back, Results'!$D$12,$AC$40:$AT$60,$AA85,FALSE)","v":{"$error":"#N/A"}},{"$f":"HLOOKUP(AE$63&'Back, Results'!$D$12,$AC$40:$AT$60,$AA85,FALSE)","v":{"$error":"#N/A"}},{"$f":"HLOOKUP(AF$63&'Back, Results'!$D$13,$AC$40:$AT$60,$AA85,FALSE)","v":{"$error":"#N/A"}},{"$f":"HLOOKUP(AG$63&'Back, Results'!$D$13,$AC$40:$AT$60,$AA85,FALSE)","v":{"$error":"#N/A"}},{"$f":"HLOOKUP(AH$63&'Back, Results'!$D$13,$AC$40:$AT$60,$AA85,FALSE)","v":{"$error":"#N/A"}}]
[null,null,null,null,null,null,null,null,null,null,null,null,null,null,null,null,null,null,null,null,null,null,73,1.3533296763656405E-4,{"$f":"X86*'Back, Results'!$D$15","v":13.533296763656406},2.2563194377117455E-4,21,2039,{"$f":"HLOOKUP(AC$63&'Back, Results'!$D$12,$AC$40:$AT$60,$AA86,FALSE)","v":{"$error":"#N/A"}},{"$f":"HLOOKUP(AD$63&'Back, Results'!$D$12,$AC$40:$AT$60,$AA86,FALSE)","v":{"$error":"#N/A"}},{"$f":"HLOOKUP(AE$63&'Back, Results'!$D$12,$AC$40:$AT$60,$AA86,FALSE)","v":{"$error":"#N/A"}},{"$f":"HLOOKUP(AF$63&'Back, Results'!$D$13,$AC$40:$AT$60,$AA86,FALSE)","v":{"$error":"#N/A"}},{"$f":"HLOOKUP(AG$63&'Back, Results'!$D$13,$AC$40:$AT$60,$AA86,FALSE)","v":{"$error":"#N/A"}},{"$f":"HLOOKUP(AH$63&'Back, Results'!$D$13,$AC$40:$AT$60,$AA86,FALSE)","v":{"$error":"#N/A"}}]
[null,null,null,null,null,null,null,null,null,null,null,null,null,null,null,null,null,null,null,null,null,null,74,1.3743294382574105E-4,{"$f":"X87*'Back, Results'!$D$15","v":13.743294382574105},2.2563194377117455E-4]
[null,null,null,null,null,null,null,null,null,null,null,null,null,null,null,null,null,null,null,null,null,null,75,1.3533296763656405E-4,{"$f":"X88*'Back, Results'!$D$15","v":13.533296763656406},2.2493195170811555E-4]
[null,null,null,null,null,null,null,null,null,null,null,null,null,null,null,null,null,null,null,null,null,null,76,1.3323299144738705E-4,{"$f":"X89*'Back, Results'!$D$15","v":13.323299144738705},2.2493195170811555E-4]
[null,null,null,null,null,null,null,null,null,null,null,null,null,null,null,null,null,null,null,null,null,null,77,1.3113301525821005E-4,{"$f":"X90*'Back, Results'!$D$15","v":13.113301525821006},2.2493195170811555E-4]
[null,null,null,null,null,null,null,null,null,null,null,null,null,null,null,null,null,null,null,null,null,null,78,1.304330231951511E-4,{"$f":"X91*'Back, Results'!$D$15","v":13.04330231951511},2.2493195170811555E-4]
[null,null,null,null,null,null,null,null,null,null,null,null,null,null,null,null,null,null,null,null,null,null,79,1.3113301525821005E-4,{"$f":"X92*'Back, Results'!$D$15","v":13.113301525821006},2.2493195170811555E-4]
[null,null,null,null,null,null,null,null,null,null,null,null,null,null,null,null,null,null,null,null,null,null,80,1.3393298351044606E-4,{"$f":"X93*'Back, Results'!$D$15","v":13.393298351044606},2.2493195170811555E-4]
[null,null,null,null,null,null,null,null,null,null,null,null,null,null,null,null,null,null,null,null,null,null,81,1.3813293588880004E-4,{"$f":"X94*'Back, Results'!$D$15","v":13.813293588880004},2.2493195170811555E-4]
[null,null,null,null,null,null,null,null,null,null,null,null,null,null,null,null,null,null,null,null,null,null,82,1.3883292795185905E-4,{"$f":"X95*'Back, Results'!$D$15","v":13.883292795185904},2.2493195170811555E-4]
[null,null,null,null,null,null,null,null,null,null,null,null,null,null,null,null,null,null,null,null,null,null,83,1.3393298351044606E-4,{"$f":"X96*'Back, Results'!$D$15","v":13.393298351044606},2.2493195170811555E-4]
[null,null,null,null,null,null,null,null,null,null,null,null,null,null,null,null,null,null,null,null,null,null,84,1.304330231951511E-4,{"$f":"X97*'Back, Results'!$D$15","v":13.04330231951511},2.2423195964505656E-4]
[null,null,null,null,null,null,null,null,null,null,null,null,null,null,null,null,null,null,null,null,null,null,85,1.2903303906903311E-4,{"$f":"X98*'Back, Results'!$D$15","v":12.903303906903311},2.2423195964505656E-4]
[null,null,null,null,null,null,null,null,null,null,null,null,null,null,null,null,null,null,null,null,null,null,86,1.2903303906903311E-4,{"$f":"X99*'Back, Results'!$D$15","v":12.903303906903311},2.2423195964505656E-4]
[null,null,null,null,null,null,null,null,null,null,null,null,null,null,null,null,null,null,null,null,null,null,87,1.2973303113209209E-4,{"$f":"X100*'Back, Results'!$D$15","v":12.973303113209209},2.2423195964505656E-4]
[null,null,null,null,null,null,null,null,null,null,null,null,null,null,null,null,null,null,null,null,null,null,88,1.304330231951511E-4,{"$f":"X101*'Back, Results'!$D$15","v":13.04330231951511},2.2423195964505656E-4]
[null,null,null,null,null,null,null,null,null,null,null,null,null,null,null,null,null,null,null,null,null,null,89,1.3183300732126906E-4,{"$f":"X102*'Back, Results'!$D$15","v":13.183300732126906},2.2353196758199755E-4]
[null,null,null,null,null,null,null,null,null,null,null,null,null,null,null,null,null,null,null,null,null,null,90,1.3183300732126906E-4,{"$f":"X103*'Back, Results'!$D$15","v":13.183300732126906},2.2353196758199755E-4]
[null,null,null,null,null,null,null,null,null,null,null,null,null,null,null,null,null,null,null,null,null,null,91,1.325329993843281E-4,{"$f":"X104*'Back, Results'!$D$15","v":13.253299938432809},2.2353196758199755E-4]
[null,null,null,null,null,null,null,null,null,null,null,null,null,null,null,null,null,null,null,null,null,null,92,1.3323299144738705E-4,{"$f":"X105*'Back, Results'!$D$15","v":13.323299144738705},2.2353196758199755E-4]
[null,null,null,null,null,null,null,null,null,null,null,null,null,null,null,null,null,null,null,null,null,null,93,1.3393298351044606E-4,{"$f":"X106*'Back, Results'!$D$15","v":13.393298351044606},2.2353196758199755E-4]
[null,null,null,null,null,null,null,null,null,null,null,null,null,null,null,null,null,null,null,null,null,null,94,1.3393298351044606E-4,{"$f":"X107*'Back, Results'!$D$15","v":13.393298351044606},2.228319755189386E-4]
[null,null,null,null,null,null,null,null,null,null,null,null,null,null,null,null,null,null,null,null,null,null,95,1.3393298351044606E-4,{"$f":"X108*'Back, Results'!$D$15","v":13.393298351044606},2.228319755189386E-4]
[null,null,null,null,null,null,null,null,null,null,null,null,null,null,null,null,null,null,null,null,null,null,96,1.3393298351044606E-4,{"$f":"X109*'Back, Results'!$D$15","v":13.393298351044606},2.2213198345587956E-4]
[null,null,null,null,null,null,null,null,null,null,null,null,null,null,null,null,null,null,null,null,null,null,97,1.3463297557350504E-4,{"$f":"X110*'Back, Results'!$D$15","v":13.463297557350504},2.2213198345587956E-4]
[null,null,null,null,null,null,null,null,null,null,null,null,null,null,null,null,null,null,null,null,null,null,98,1.3603295969962304E-4,{"$f":"X111*'Back, Results'!$D$15","v":13.603295969962304},2.2213198345587956E-4]
[null,null,null,null,null,null,null,null,null,null,null,null,null,null,null,null,null,null,null,null,null,null,99,1.3743294382574105E-4,{"$f":"X112*'Back, Results'!$D$15","v":13.743294382574105},2.2213198345587956E-4]
[null,null,null,null,null,null,null,null,null,null,null,null,null,null,null,null,null,null,null,null,null,null,100,1.3743294382574105E-4,{"$f":"X113*'Back, Results'!$D$15","v":13.743294382574105},2.2143199139282061E-4]
[null,null,null,null,null,null,null,null,null,null,null,null,null,null,null,null,null,null,null,null,null,null,101,1.3883292795185905E-4,{"$f":"X114*'Back, Results'!$D$15","v":13.883292795185904},2.207319993297616E-4]
[null,null,null,null,null,null,null,null,null,null,null,null,null,null,null,null,null,null,null,null,null,null,102,1.4023291207797704E-4,{"$f":"X115*'Back, Results'!$D$15","v":14.023291207797703},2.207319993297616E-4]
[null,null,null,null,null,null,null,null,null,null,null,null,null,null,null,null,null,null,null,null,null,null,103,1.4303288033021302E-4,{"$f":"X116*'Back, Results'!$D$15","v":14.303288033021301},2.2003200726670259E-4]
[null,null,null,null,null,null,null,null,null,null,null,null,null,null,null,null,null,null,null,null,null,null,104,1.4373287239327203E-4,{"$f":"X117*'Back, Results'!$D$15","v":14.373287239327203},2.2003200726670259E-4]
[null,null,null,null,null,null,null,null,null,null,null,null,null,null,null,null,null,null,null,null,null,null,105,1.4513285651938999E-4,{"$f":"X118*'Back, Results'!$D$15","v":14.513285651938999},2.1933201520364361E-4]
[null,null,null,null,null,null,null,null,null,null,null,null,null,null,null,null,null,null,null,null,null,null,106,1.4513285651938999E-4,{"$f":"X119*'Back, Results'!$D$15","v":14.513285651938999},2.1933201520364361E-4]
[null,null,null,null,null,null,null,null,null,null,null,null,null,null,null,null,null,null,null,null,null,null,107,1.4443286445633098E-4,{"$f":"X120*'Back, Results'!$D$15","v":14.443286445633099},2.1933201520364361E-4]
[null,null,null,null,null,null,null,null,null,null,null,null,null,null,null,null,null,null,null,null,null,null,108,1.4233288826715404E-4,{"$f":"X121*'Back, Results'!$D$15","v":14.233288826715404},2.1933201520364361E-4]
[null,null,null,null,null,null,null,null,null,null,null,null,null,null,null,null,null,null,null,null,null,null,109,1.4093290414103602E-4,{"$f":"X122*'Back, Results'!$D$15","v":14.093290414103603},2.1933201520364361E-4]
[null,null,null,null,null,null,null,null,null,null,null,null,null,null,null,null,null,null,null,null,null,null,110,1.3813293588880004E-4,{"$f":"X123*'Back, Results'!$D$15","v":13.813293588880004},2.1933201520364361E-4]
[null,null,null,null,null,null,null,null,null,null,null,null,null,null,null,null,null,null,null,null,null,null,111,1.3813293588880004E-4,{"$f":"X124*'Back, Results'!$D$15","v":13.813293588880004},2.1933201520364361E-4]
[null,null,null,null,null,null,null,null,null,null,null,null,null,null,null,null,null,null,null,null,null,null,112,1.3953292001491803E-4,{"$f":"X125*'Back, Results'!$D$15","v":13.953292001491803},2.1933201520364361E-4]
[null,null,null,null,null,null,null,null,null,null,null,null,null,null,null,null,null,null,null,null,null,null,113,1.4303288033021302E-4,{"$f":"X126*'Back, Results'!$D$15","v":14.303288033021301},2.1933201520364361E-4]
[null,null,null,null,null,null,null,null,null,null,null,null,null,null,null,null,null,null,null,null,null,null,114,1.4793282477162597E-4,{"$f":"X127*'Back, Results'!$D$15","v":14.793282477162597},2.186320231405846E-4]
[null,null,null,null,null,null,null,null,null,null,null,null,null,null,null,null,null,null,null,null,null,null,115,1.5073279302386196E-4,{"$f":"X128*'Back, Results'!$D$15","v":15.073279302386196},2.186320231405846E-4]
[null,null,null,null,null,null,null,null,null,null,null,null,null,null,null,null,null,null,null,null,null,null,116,1.5633272952833395E-4,{"$f":"X129*'Back, Results'!$D$15","v":15.633272952833394},2.186320231405846E-4]
[null,null,null,null,null,null,null,null,null,null,null,null,null,null,null,null,null,null,null,null,null,null,117,1.6333265015892391E-4,{"$f":"X130*'Back, Results'!$D$15","v":16.33326501589239},2.1793203107752562E-4]
[null,null,null,null,null,null,null,null,null,null,null,null,null,null,null,null,null,null,null,null,null,null,118,1.647326342850419E-4,{"$f":"X131*'Back, Results'!$D$15","v":16.47326342850419},2.1793203107752562E-4]
[null,null,null,null,null,null,null,null,null,null,null,null,null,null,null,null,null,null,null,null,null,null,119,1.647326342850419E-4,{"$f":"X132*'Back, Results'!$D$15","v":16.47326342850419},2.1793203107752562E-4]
[null,null,null,null,null,null,null,null,null,null,null,null,null,null,null,null,null,null,null,null,null,null,120,1.6613261841115989E-4,{"$f":"X133*'Back, Results'!$D$15","v":16.613261841115989},2.1793203107752562E-4]
[null,null,null,null,null,null,null,null,null,null,null,null,null,null,null,null,null,null,null,null,null,null,121,1.668326104742189E-4,{"$f":"X134*'Back, Results'!$D$15","v":16.68326104742189},2.1793203107752562E-4]
[null,null,null,null,null,null,null,null,null,null,null,null,null,null,null,null,null,null,null,null,null,null,122,1.6963257872645488E-4,{"$f":"X135*'Back, Results'!$D$15","v":16.963257872645489},2.1723203901446661E-4]
[null,null,null,null,null,null,null,null,null,null,null,null,null,null,null,null,null,null,null,null,null,null,123,1.668326104742189E-4,{"$f":"X136*'Back, Results'!$D$15","v":16.68326104742189},2.1723203901446661E-4]
[null,null,null,null,null,null,null,null,null,null,null,null,null,null,null,null,null,null,null,null,null,null,124,1.5843270571751092E-4,{"$f":"X137*'Back, Results'!$D$15","v":15.843270571751093},2.1723203901446661E-4]
[null,null,null,null,null,null,null,null,null,null,null,null,null,null,null,null,null,null,null,null,null,null,125,1.5493274540221596E-4,{"$f":"X138*'Back, Results'!$D$15","v":15.493274540221595},2.1723203901446661E-4]
[null,null,null,null,null,null,null,null,null,null,null,null,null,null,null,null,null,null,null,null,null,null,126,1.5563273746527491E-4,{"$f":"X139*'Back, Results'!$D$15","v":15.563273746527491},2.1723203901446661E-4]
[null,null,null,null,null,null,null,null,null,null,null,null,null,null,null,null,null,null,null,null,null,null,127,1.5283276921303896E-4,{"$f":"X140*'Back, Results'!$D$15","v":15.283276921303896},2.165320469514076E-4]
[null,null,null,null,null,null,null,null,null,null,null,null,null,null,null,null,null,null,null,null,null,null,128,1.4933280889774397E-4,{"$f":"X141*'Back, Results'!$D$15","v":14.933280889774396},2.165320469514076E-4]
[null,null,null,null,null,null,null,null,null,null,null,null,null,null,null,null,null,null,null,null,null,null,129,1.4653284064550798E-4,{"$f":"X142*'Back, Results'!$D$15","v":14.653284064550798},2.165320469514076E-4]
[null,null,null,null,null,null,null,null,null,null,null,null,null,null,null,null,null,null,null,null,null,null,130,1.4373287239327203E-4,{"$f":"X143*'Back, Results'!$D$15","v":14.373287239327203},2.165320469514076E-4]
[null,null,null,null,null,null,null,null,null,null,null,null,null,null,null,null,null,null,null,null,null,null,131,1.4093290414103602E-4,{"$f":"X144*'Back, Results'!$D$15","v":14.093290414103603},2.165320469514076E-4]
[null,null,null,null,null,null,null,null,null,null,null,null,null,null,null,null,null,null,null,null,null,null,132,1.3743294382574105E-4,{"$f":"X145*'Back, Results'!$D$15","v":13.743294382574105},2.165320469514076E-4]
[null,null,null,null,null,null,null,null,null,null,null,null,null,null,null,null,null,null,null,null,null,null,133,1.3463297557350504E-4,{"$f":"X146*'Back, Results'!$D$15","v":13.463297557350504},2.165320469514076E-4]
[null,null,null,null,null,null,null,null,null,null,null,null,null,null,null,null,null,null,null,null,null,null,134,1.3673295176268204E-4,{"$f":"X147*'Back, Results'!$D$15","v":13.673295176268205},2.165320469514076E-4]
[null,null,null,null,null,null,null,null,null,null,null,null,null,null,null,null,null,null,null,null,null,null,135,1.4023291207797704E-4,{"$f":"X148*'Back, Results'!$D$15","v":14.023291207797703},2.1583205488834862E-4]
[null,null,null,null,null,null,null,null,null,null,null,null,null,null,null,null,null,null,null,null,null,null,136,1.3743294382574105E-4,{"$f":"X149*'Back, Results'!$D$15","v":13.743294382574105},2.1583205488834862E-4]
[null,null,null,null,null,null,null,null,null,null,null,null,null,null,null,null,null,null,null,null,null,null,137,1.2973303113209209E-4,{"$f":"X150*'Back, Results'!$D$15","v":12.973303113209209},2.1583205488834862E-4]
[null,null,null,null,null,null,null,null,null,null,null,null,null,null,null,null,null,null,null,null,null,null,138,1.2553307875373812E-4,{"$f":"X151*'Back, Results'!$D$15","v":12.553307875373811},2.1583205488834862E-4]
[null,null,null,null,null,null,null,null,null,null,null,null,null,null,null,null,null,null,null,null,null,null,139,1.2063313431232515E-4,{"$f":"X152*'Back, Results'!$D$15","v":12.063313431232515},2.1583205488834862E-4]
[null,null,null,null,null,null,null,null,null,null,null,null,null,null,null,null,null,null,null,null,null,null,140,1.2133312637538414E-4,{"$f":"X153*'Back, Results'!$D$15","v":12.133312637538413},2.1583205488834862E-4]
[null,null,null,null,null,null,null,null,null,null,null,null,null,null,null,null,null,null,null,null,null,null,141,1.2203311843844312E-4,{"$f":"X154*'Back, Results'!$D$15","v":12.203311843844313},2.1583205488834862E-4]
[null,null,null,null,null,null,null,null,null,null,null,null,null,null,null,null,null,null,null,null,null,null,142,1.2343310256456111E-4,{"$f":"X155*'Back, Results'!$D$15","v":12.343310256456112},2.1513206282528961E-4]
[null,null,null,null,null,null,null,null,null,null,null,null,null,null,null,null,null,null,null,null,null,null,143,1.241330946276201E-4,{"$f":"X156*'Back, Results'!$D$15","v":12.41330946276201},2.1513206282528961E-4]
[null,null,null,null,null,null,null,null,null,null,null,null,null,null,null,null,null,null,null,null,null,null,144,1.2483308669067911E-4,{"$f":"X157*'Back, Results'!$D$15","v":12.483308669067911},2.1513206282528961E-4]
[null,null,null,null,null,null,null,null,null,null,null,null,null,null,null,null,null,null,null,null,null,null,145,1.2693306287985611E-4,{"$f":"X158*'Back, Results'!$D$15","v":12.69330628798561},2.1513206282528961E-4]
[null,null,null,null,null,null,null,null,null,null,null,null,null,null,null,null,null,null,null,null,null,null,146,1.2903303906903311E-4,{"$f":"X159*'Back, Results'!$D$15","v":12.903303906903311},2.1513206282528961E-4]
[null,null,null,null,null,null,null,null,null,null,null,null,null,null,null,null,null,null,null,null,null,null,147,1.304330231951511E-4,{"$f":"X160*'Back, Results'!$D$15","v":13.04330231951511},2.1513206282528961E-4]
[null,null,null,null,null,null,null,null,null,null,null,null,null,null,null,null,null,null,null,null,null,null,148,1.2903303906903311E-4,{"$f":"X161*'Back, Results'!$D$15","v":12.903303906903311},2.1513206282528961E-4]
[null,null,null,null,null,null,null,null,null,null,null,null,null,null,null,null,null,null,null,null,null,null,149,1.304330231951511E-4,{"$f":"X162*'Back, Results'!$D$15","v":13.04330231951511},2.1443207076223063E-4]
[null,null,null,null,null,null,null,null,null,null,null,null,null,null,null,null,null,null,null,null,null,null,150,1.3113301525821005E-4,{"$f":"X163*'Back, Results'!$D$15","v":13.113301525821006},2.1443207076223063E-4]
[null,null,null,null,null,null,null,null,null,null,null,null,null,null,null,null,null,null,null,null,null,null,151,1.3323299144738705E-4,{"$f":"X164*'Back, Results'!$D$15","v":13.323299144738705},2.1443207076223063E-4]
[null,null,null,null,null,null,null,null,null,null,null,null,null,null,null,null,null,null,null,null,null,null,152,1.3393298351044606E-4,{"$f":"X165*'Back, Results'!$D$15","v":13.393298351044606},2.1373207869917162E-4]
[null,null,null,null,null,null,null,null,null,null,null,null,null,null,null,null,null,null,null,null,null,null,153,1.3393298351044606E-4,{"$f":"X166*'Back, Results'!$D$15","v":13.393298351044606},2.1373207869917162E-4]
[null,null,null,null,null,null,null,null,null,null,null,null,null,null,null,null,null,null,null,null,null,null,154,1.3113301525821005E-4,{"$f":"X167*'Back, Results'!$D$15","v":13.113301525821006},2.1373207869917162E-4]
[null,null,null,null,null,null,null,null,null,null,null,null,null,null,null,null,null,null,null,null,null,null,155,1.2903303906903311E-4,{"$f":"X168*'Back, Results'!$D$15","v":12.903303906903311},2.1373207869917162E-4]
[null,null,null,null,null,null,null,null,null,null,null,null,null,null,null,null,null,null,null,null,null,null,156,1.304330231951511E-4,{"$f":"X169*'Back, Results'!$D$15","v":13.04330231951511},2.1373207869917162E-4]
[null,null,null,null,null,null,null,null,null,null,null,null,null,null,null,null,null,null,null,null,null,null,157,1.325329993843281E-4,{"$f":"X170*'Back, Results'!$D$15","v":13.253299938432809},2.1303208663611261E-4]
[null,null,null,null,null,null,null,null,null,null,null,null,null,null,null,null,null,null,null,null,null,null,158,1.325329993843281E-4,{"$f":"X171*'Back, Results'!$D$15","v":13.253299938432809},2.1303208663611261E-4]
[null,null,null,null,null,null,null,null,null,null,null,null,null,null,null,null,null,null,null,null,null,null,159,1.325329993843281E-4,{"$f":"X172*'Back, Results'!$D$15","v":13.253299938432809},2.1303208663611261E-4]
[null,null,null,null,null,null,null,null,null,null,null,null,null,null,null,null,null,null,null,null,null,null,160,1.3323299144738705E-4,{"$f":"X173*'Back, Results'!$D$15","v":13.323299144738705},2.1303208663611261E-4]
[null,null,null,null,null,null,null,null,null,null,null,null,null,null,null,null,null,null,null,null,null,null,161,1.3183300732126906E-4,{"$f":"X174*'Back, Results'!$D$15","v":13.183300732126906},2.1303208663611261E-4]
[null,null,null,null,null,null,null,null,null,null,null,null,null,null,null,null,null,null,null,null,null,null,162,1.304330231951511E-4,{"$f":"X175*'Back, Results'!$D$15","v":13.04330231951511},2.1303208663611261E-4]
[null,null,null,null,null,null,null,null,null,null,null,null,null,null,null,null,null,null,null,null,null,null,163,1.2973303113209209E-4,{"$f":"X176*'Back, Results'!$D$15","v":12.973303113209209},2.1233209457305362E-4]
[null,null,null,null,null,null,null,null,null,null,null,null,null,null,null,null,null,null,null,null,null,null,164,1.304330231951511E-4,{"$f":"X177*'Back, Results'!$D$15","v":13.04330231951511},2.1233209457305362E-4]
[null,null,null,null,null,null,null,null,null,null,null,null,null,null,null,null,null,null,null,null,null,null,165,1.3323299144738705E-4,{"$f":"X178*'Back, Results'!$D$15","v":13.323299144738705},2.1233209457305362E-4]
[null,null,null,null,null,null,null,null,null,null,null,null,null,null,null,null,null,null,null,null,null,null,166,1.3533296763656405E-4,{"$f":"X179*'Back, Results'!$D$15","v":13.533296763656406},2.1233209457305362E-4]
[null,null,null,null,null,null,null,null,null,null,null,null,null,null,null,null,null,null,null,null,null,null,167,1.3673295176268204E-4,{"$f":"X180*'Back, Results'!$D$15","v":13.673295176268205},2.1233209457305362E-4]
[null,null,null,null,null,null,null,null,null,null,null,null,null,null,null,null,null,null,null,null,null,null,168,1.3743294382574105E-4,{"$f":"X181*'Back, Results'!$D$15","v":13.743294382574105},2.1233209457305362E-4]
[null,null,null,null,null,null,null,null,null,null,null,null,null,null,null,null,null,null,null,null,null,null,169,1.3673295176268204E-4,{"$f":"X182*'Back, Results'!$D$15","v":13.673295176268205},2.1233209457305362E-4]
[null,null,null,null,null,null,null,null,null,null,null,null,null,null,null,null,null,null,null,null,null,null,170,1.3603295969962304E-4,{"$f":"X183*'Back, Results'!$D$15","v":13.603295969962304},2.1233209457305362E-4]
[null,null,null,null,null,null,null,null,null,null,null,null,null,null,null,null,null,null,null,null,null,null,171,1.3463297557350504E-4,{"$f":"X184*'Back, Results'!$D$15","v":13.463297557350504},2.1233209457305362E-4]
[null,null,null,null,null,null,null,null,null,null,null,null,null,null,null,null,null,null,null,null,null,null,172,1.3323299144738705E-4,{"$f":"X185*'Back, Results'!$D$15","v":13.323299144738705},2.1163210250999462E-4]
[null,null,null,null,null,null,null,null,null,null,null,null,null,null,null,null,null,null,null,null,null,null,173,1.3183300732126906E-4,{"$f":"X186*'Back, Results'!$D$15","v":13.183300732126906},2.1163210250999462E-4]
[null,null,null,null,null,null,null,null,null,null,null,null,null,null,null,null,null,null,null,null,null,null,174,1.304330231951511E-4,{"$f":"X187*'Back, Results'!$D$15","v":13.04330231951511},2.1163210250999462E-4]
[null,null,null,null,null,null,null,null,null,null,null,null,null,null,null,null,null,null,null,null,null,null,175,1.2903303906903311E-4,{"$f":"X188*'Back, Results'!$D$15","v":12.903303906903311},2.1163210250999462E-4]
[null,null,null,null,null,null,null,null,null,null,null,null,null,null,null,null,null,null,null,null,null,null,176,1.262330708167971E-4,{"$f":"X189*'Back, Results'!$D$15","v":12.623307081679709},2.1163210250999462E-4]
[null,null,null,null,null,null,null,null,null,null,null,null,null,null,null,null,null,null,null,null,null,null,177,1.2553307875373812E-4,{"$f":"X190*'Back, Results'!$D$15","v":12.553307875373811},2.1163210250999462E-4]
[null,null,null,null,null,null,null,null,null,null,null,null,null,null,null,null,null,null,null,null,null,null,178,1.262330708167971E-4,{"$f":"X191*'Back, Results'!$D$15","v":12.623307081679709},2.1163210250999462E-4]
[null,null,null,null,null,null,null,null,null,null,null,null,null,null,null,null,null,null,null,null,null,null,179,1.2483308669067911E-4,{"$f":"X192*'Back, Results'!$D$15","v":12.483308669067911},2.1093211044693563E-4]
[null,null,null,null,null,null,null,null,null,null,null,null,null,null,null,null,null,null,null,null,null,null,180,1.241330946276201E-4,{"$f":"X193*'Back, Results'!$D$15","v":12.41330946276201},2.1093211044693563E-4]
[null,null,null,null,null,null,null,null,null,null,null,null,null,null,null,null,null,null,null,null,null,null,181,1.2273311050150213E-4,{"$f":"X194*'Back, Results'!$D$15","v":12.273311050150213},2.1093211044693563E-4]
[null,null,null,null,null,null,null,null,null,null,null,null,null,null,null,null,null,null,null,null,null,null,182,1.2273311050150213E-4,{"$f":"X195*'Back, Results'!$D$15","v":12.273311050150213},2.1093211044693563E-4]
[null,null,null,null,null,null,null,null,null,null,null,null,null,null,null,null,null,null,null,null,null,null,183,1.241330946276201E-4,{"$f":"X196*'Back, Results'!$D$15","v":12.41330946276201},2.1023211838387662E-4]
[null,null,null,null,null,null,null,null,null,null,null,null,null,null,null,null,null,null,null,null,null,null,184,1.2693306287985611E-4,{"$f":"X197*'Back, Results'!$D$15","v":12.69330628798561},2.1023211838387662E-4]
[null,null,null,null,null,null,null,null,null,null,null,null,null,null,null,null,null,null,null,null,null,null,185,1.283330470059741E-4,{"$f":"X198*'Back, Results'!$D$15","v":12.833304700597409},2.1023211838387662E-4]
[null,null,null,null,null,null,null,null,null,null,null,null,null,null,null,null,null,null,null,null,null,null,186,1.2903303906903311E-4,{"$f":"X199*'Back, Results'!$D$15","v":12.903303906903311},2.1023211838387662E-4]
[null,null,null,null,null,null,null,null,null,null,null,null,null,null,null,null,null,null,null,null,null,null,187,1.2973303113209209E-4,{"$f":"X200*'Back, Results'!$D$15","v":12.973303113209209},2.1023211838387662E-4]
[null,null,null,null,null,null,null,null,null,null,null,null,null,null,null,null,null,null,null,null,null,null,188,1.2973303113209209E-4,{"$f":"X201*'Back, Results'!$D$15","v":12.973303113209209},2.1023211838387662E-4]
[null,null,null,null,null,null,null,null,null,null,null,null,null,null,null,null,null,null,null,null,null,null,189,1.2763305494291509E-4,{"$f":"X202*'Back, Results'!$D$15","v":12.763305494291508},2.1023211838387662E-4]
[null,null,null,null,null,null,null,null,null,null,null,null,null,null,null,null,null,null,null,null,null,null,190,1.283330470059741E-4,{"$f":"X203*'Back, Results'!$D$15","v":12.833304700597409},2.1023211838387662E-4]
[null,null,null,null,null,null,null,null,null,null,null,null,null,null,null,null,null,null,null,null,null,null,191,1.2903303906903311E-4,{"$f":"X204*'Back, Results'!$D$15","v":12.903303906903311},2.1023211838387662E-4]
[null,null,null,null,null,null,null,null,null,null,null,null,null,null,null,null,null,null,null,null,null,null,192,1.2973303113209209E-4,{"$f":"X205*'Back, Results'!$D$15","v":12.973303113209209},2.1023211838387662E-4]
[null,null,null,null,null,null,null,null,null,null,null,null,null,null,null,null,null,null,null,null,null,null,193,1.304330231951511E-4,{"$f":"X206*'Back, Results'!$D$15","v":13.04330231951511},2.0953212632081762E-4]
[null,null,null,null,null,null,null,null,null,null,null,null,null,null,null,null,null,null,null,null,null,null,194,1.3393298351044606E-4,{"$f":"X207*'Back, Results'!$D$15","v":13.393298351044606},2.0953212632081762E-4]
[null,null,null,null,null,null,null,null,null,null,null,null,null,null,null,null,null,null,null,null,null,null,195,1.3743294382574105E-4,{"$f":"X208*'Back, Results'!$D$15","v":13.743294382574105},2.0953212632081762E-4]
[null,null,null,null,null,null,null,null,null,null,null,null,null,null,null,null,null,null,null,null,null,null,196,1.3533296763656405E-4,{"$f":"X209*'Back, Results'!$D$15","v":13.533296763656406},2.0953212632081762E-4]
[null,null,null,null,null,null,null,null,null,null,null,null,null,null,null,null,null,null,null,null,null,null,197,1.3393298351044606E-4,{"$f":"X210*'Back, Results'!$D$15","v":13.393298351044606},2.0883213425775863E-4]
[null,null,null,null,null,null,null,null,null,null,null,null,null,null,null,null,null,null,null,null,null,null,198,1.3463297557350504E-4,{"$f":"X211*'Back, Results'!$D$15","v":13.463297557350504},2.0883213425775863E-4]
[null,null,null,null,null,null,null,null,null,null,null,null,null,null,null,null,null,null,null,null,null,null,199,1.3533296763656405E-4,{"$f":"X212*'Back, Results'!$D$15","v":13.533296763656406},2.0883213425775863E-4]
[null,null,null,null,null,null,null,null,null,null,null,null,null,null,null,null,null,null,null,null,null,null,200,1.3673295176268204E-4,{"$f":"X213*'Back, Results'!$D$15","v":13.673295176268205},2.0883213425775863E-4]
[null,null,null,null,null,null,null,null,null,null,null,null,null,null,null,null,null,null,null,null,null,null,201,1.3953292001491803E-4,{"$f":"X214*'Back, Results'!$D$15","v":13.953292001491803},2.0883213425775863E-4]
[null,null,null,null,null,null,null,null,null,null,null,null,null,null,null,null,null,null,null,null,null,null,202,1.3813293588880004E-4,{"$f":"X215*'Back, Results'!$D$15","v":13.813293588880004},2.0883213425775863E-4]
[null,null,null,null,null,null,null,null,null,null,null,null,null,null,null,null,null,null,null,null,null,null,203,1.3673295176268204E-4,{"$f":"X216*'Back, Results'!$D$15","v":13.673295176268205},2.0813214219469962E-4]
[null,null,null,null,null,null,null,null,null,null,null,null,null,null,null,null,null,null,null,null,null,null,204,1.3673295176268204E-4,{"$f":"X217*'Back, Results'!$D$15","v":13.673295176268205},2.0813214219469962E-4]
[null,null,null,null,null,null,null,null,null,null,null,null,null,null,null,null,null,null,null,null,null,null,205,1.3883292795185905E-4,{"$f":"X218*'Back, Results'!$D$15","v":13.883292795185904},2.0813214219469962E-4]
[null,null,null,null,null,null,null,null,null,null,null,null,null,null,null,null,null,null,null,null,null,null,206,1.3603295969962304E-4,{"$f":"X219*'Back, Results'!$D$15","v":13.603295969962304},2.0813214219469962E-4]
[null,null,null,null,null,null,null,null,null,null,null,null,null,null,null,null,null,null,null,null,null,null,207,1.3603295969962304E-4,{"$f":"X220*'Back, Results'!$D$15","v":13.603295969962304},2.0743215013164067E-4]
[null,null,null,null,null,null,null,null,null,null,null,null,null,null,null,null,null,null,null,null,null,null,208,1.3603295969962304E-4,{"$f":"X221*'Back, Results'!$D$15","v":13.603295969962304},2.0743215013164067E-4]
[null,null,null,null,null,null,null,null,null,null,null,null,null,null,null,null,null,null,null,null,null,null,209,1.3813293588880004E-4,{"$f":"X222*'Back, Results'!$D$15","v":13.813293588880004},2.0743215013164067E-4]
[null,null,null,null,null,null,null,null,null,null,null,null,null,null,null,null,null,null,null,null,null,null,210,1.3813293588880004E-4,{"$f":"X223*'Back, Results'!$D$15","v":13.813293588880004},2.0743215013164067E-4]
[null,null,null,null,null,null,null,null,null,null,null,null,null,null,null,null,null,null,null,null,null,null,211,1.3953292001491803E-4,{"$f":"X224*'Back, Results'!$D$15","v":13.953292001491803},2.0743215013164067E-4]
[null,null,null,null,null,null,null,null,null,null,null,null,null,null,null,null,null,null,null,null,null,null,212,1.4093290414103602E-4,{"$f":"X225*'Back, Results'!$D$15","v":14.093290414103603},2.0743215013164067E-4]
[null,null,null,null,null,null,null,null,null,null,null,null,null,null,null,null,null,null,null,null,null,null,213,1.4443286445633098E-4,{"$f":"X226*'Back, Results'!$D$15","v":14.443286445633099},2.0743215013164067E-4]
[null,null,null,null,null,null,null,null,null,null,null,null,null,null,null,null,null,null,null,null,null,null,214,1.4373287239327203E-4,{"$f":"X227*'Back, Results'!$D$15","v":14.373287239327203},2.0743215013164067E-4]
[null,null,null,null,null,null,null,null,null,null,null,null,null,null,null,null,null,null,null,null,null,null,215,1.4373287239327203E-4,{"$f":"X228*'Back, Results'!$D$15","v":14.373287239327203},2.0673215806858166E-4]
[null,null,null,null,null,null,null,null,null,null,null,null,null,null,null,null,null,null,null,null,null,null,216,1.4373287239327203E-4,{"$f":"X229*'Back, Results'!$D$15","v":14.373287239327203},2.0673215806858166E-4]
[null,null,null,null,null,null,null,null,null,null,null,null,null,null,null,null,null,null,null,null,null,null,217,1.4653284064550798E-4,{"$f":"X230*'Back, Results'!$D$15","v":14.653284064550798},2.0673215806858166E-4]
[null,null,null,null,null,null,null,null,null,null,null,null,null,null,null,null,null,null,null,null,null,null,218,1.4933280889774397E-4,{"$f":"X231*'Back, Results'!$D$15","v":14.933280889774396},2.0673215806858166E-4]
[null,null,null,null,null,null,null,null,null,null,null,null,null,null,null,null,null,null,null,null,null,null,219,1.4933280889774397E-4,{"$f":"X232*'Back, Results'!$D$15","v":14.933280889774396},2.0673215806858166E-4]
[null,null,null,null,null,null,null,null,null,null,null,null,null,null,null,null,null,null,null,null,null,null,220,1.4933280889774397E-4,{"$f":"X233*'Back, Results'!$D$15","v":14.933280889774396},2.0673215806858166E-4]
[null,null,null,null,null,null,null,null,null,null,null,null,null,null,null,null,null,null,null,null,null,null,221,1.5143278508692097E-4,{"$f":"X234*'Back, Results'!$D$15","v":15.143278508692097},2.0673215806858166E-4]
[null,null,null,null,null,null,null,null,null,null,null,null,null,null,null,null,null,null,null,null,null,null,222,1.5353276127609797E-4,{"$f":"X235*'Back, Results'!$D$15","v":15.353276127609798},2.0603216600552268E-4]
[null,null,null,null,null,null,null,null,null,null,null,null,null,null,null,null,null,null,null,null,null,null,223,1.612326739697469E-4,{"$f":"X236*'Back, Results'!$D$15","v":16.12326739697469},2.0603216600552268E-4]
[null,null,null,null,null,null,null,null,null,null,null,null,null,null,null,null,null,null,null,null,null,null,224,1.6753260253727788E-4,{"$f":"X237*'Back, Results'!$D$15","v":16.753260253727788},2.0603216600552268E-4]
[null,null,null,null,null,null,null,null,null,null,null,null,null,null,null,null,null,null,null,null,null,null,225,1.689325866633959E-4,{"$f":"X238*'Back, Results'!$D$15","v":16.893258666339591},2.0603216600552268E-4]
[null,null,null,null,null,null,null,null,null,null,null,null,null,null,null,null,null,null,null,null,null,null,226,1.6753260253727788E-4,{"$f":"X239*'Back, Results'!$D$15","v":16.753260253727788},2.0603216600552268E-4]
[null,null,null,null,null,null,null,null,null,null,null,null,null,null,null,null,null,null,null,null,null,null,227,1.6613261841115989E-4,{"$f":"X240*'Back, Results'!$D$15","v":16.613261841115989},2.0603216600552268E-4]
[null,null,null,null,null,null,null,null,null,null,null,null,null,null,null,null,null,null,null,null,null,null,228,1.626326580958649E-4,{"$f":"X241*'Back, Results'!$D$15","v":16.263265809586489},2.0603216600552268E-4]
[null,null,null,null,null,null,null,null,null,null,null,null,null,null,null,null,null,null,null,null,null,null,229,1.5983268984362891E-4,{"$f":"X242*'Back, Results'!$D$15","v":15.983268984362891},2.0533217394246367E-4]
[null,null,null,null,null,null,null,null,null,null,null,null,null,null,null,null,null,null,null,null,null,null,230,1.612326739697469E-4,{"$f":"X243*'Back, Results'!$D$15","v":16.12326739697469},2.0533217394246367E-4]
[null,null,null,null,null,null,null,null,null,null,null,null,null,null,null,null,null,null,null,null,null,null,231,1.647326342850419E-4,{"$f":"X244*'Back, Results'!$D$15","v":16.47326342850419},2.0533217394246367E-4]
[null,null,null,null,null,null,null,null,null,null,null,null,null,null,null,null,null,null,null,null,null,null,232,1.6613261841115989E-4,{"$f":"X245*'Back, Results'!$D$15","v":16.613261841115989},2.0533217394246367E-4]
[null,null,null,null,null,null,null,null,null,null,null,null,null,null,null,null,null,null,null,null,null,null,233,1.6403264222198289E-4,{"$f":"X246*'Back, Results'!$D$15","v":16.403264222198288},2.0533217394246367E-4]
[null,null,null,null,null,null,null,null,null,null,null,null,null,null,null,null,null,null,null,null,null,null,234,1.626326580958649E-4,{"$f":"X247*'Back, Results'!$D$15","v":16.263265809586489},2.0533217394246367E-4]
[null,null,null,null,null,null,null,null,null,null,null,null,null,null,null,null,null,null,null,null,null,null,235,1.605326819066879E-4,{"$f":"X248*'Back, Results'!$D$15","v":16.053268190668788},2.0533217394246367E-4]
[null,null,null,null,null,null,null,null,null,null,null,null,null,null,null,null,null,null,null,null,null,null,236,1.591326977805699E-4,{"$f":"X249*'Back, Results'!$D$15","v":15.913269778056991},2.0533217394246367E-4]
[null,null,null,null,null,null,null,null,null,null,null,null,null,null,null,null,null,null,null,null,null,null,237,1.591326977805699E-4,{"$f":"X250*'Back, Results'!$D$15","v":15.913269778056991},2.0533217394246367E-4]
[null,null,null,null,null,null,null,null,null,null,null,null,null,null,null,null,null,null,null,null,null,null,238,1.5983268984362891E-4,{"$f":"X251*'Back, Results'!$D$15","v":15.983268984362891},2.0463218187940469E-4]
[null,null,null,null,null,null,null,null,null,null,null,null,null,null,null,null,null,null,null,null,null,null,239,1.6333265015892391E-4,{"$f":"X252*'Back, Results'!$D$15","v":16.33326501589239},2.0463218187940469E-4]
[null,null,null,null,null,null,null,null,null,null,null,null,null,null,null,null,null,null,null,null,null,null,240,1.647326342850419E-4,{"$f":"X253*'Back, Results'!$D$15","v":16.47326342850419},2.0463218187940469E-4]
[null,null,null,null,null,null,null,null,null,null,null,null,null,null,null,null,null,null,null,null,null,null,241,1.6613261841115989E-4,{"$f":"X254*'Back, Results'!$D$15","v":16.613261841115989},2.0463218187940469E-4]
[null,null,null,null,null,null,null,null,null,null,null,null,null,null,null,null,null,null,null,null,null,null,242,1.689325866633959E-4,{"$f":"X255*'Back, Results'!$D$15","v":16.893258666339591},2.0463218187940469E-4]
[null,null,null,null,null,null,null,null,null,null,null,null,null,null,null,null,null,null,null,null,null,null,243,1.6753260253727788E-4,{"$f":"X256*'Back, Results'!$D$15","v":16.753260253727788},2.0463218187940469E-4]
[null,null,null,null,null,null,null,null,null,null,null,null,null,null,null,null,null,null,null,null,null,null,244,1.647326342850419E-4,{"$f":"X257*'Back, Results'!$D$15","v":16.47326342850419},2.0463218187940469E-4]
[null,null,null,null,null,null,null,null,null,null,null,null,null,null,null,null,null,null,null,null,null,null,245,1.626326580958649E-4,{"$f":"X258*'Back, Results'!$D$15","v":16.263265809586489},2.0393218981634568E-4]
[null,null,null,null,null,null,null,null,null,null,null,null,null,null,null,null,null,null,null,null,null,null,246,1.6193266603280591E-4,{"$f":"X259*'Back, Results'!$D$15","v":16.193266603280591},2.0393218981634568E-4]
[null,null,null,null,null,null,null,null,null,null,null,null,null,null,null,null,null,null,null,null,null,null,247,1.626326580958649E-4,{"$f":"X260*'Back, Results'!$D$15","v":16.263265809586489},2.0393218981634568E-4]
[null,null,null,null,null,null,null,null,null,null,null,null,null,null,null,null,null,null,null,null,null,null,248,1.6333265015892391E-4,{"$f":"X261*'Back, Results'!$D$15","v":16.33326501589239},2.0393218981634568E-4]
[null,null,null,null,null,null,null,null,null,null,null,null,null,null,null,null,null,null,null,null,null,null,249,1.6193266603280591E-4,{"$f":"X262*'Back, Results'!$D$15","v":16.193266603280591},2.0393218981634568E-4]
[null,null,null,null,null,null,null,null,null,null,null,null,null,null,null,null,null,null,null,null,null,null,250,1.612326739697469E-4,{"$f":"X263*'Back, Results'!$D$15","v":16.12326739697469},2.0393218981634568E-4]
[null,null,null,null,null,null,null,null,null,null,null,null,null,null,null,null,null,null,null,null,null,null,251,1.605326819066879E-4,{"$f":"X264*'Back, Results'!$D$15","v":16.053268190668788},2.0393218981634568E-4]
[null,null,null,null,null,null,null,null,null,null,null,null,null,null,null,null,null,null,null,null,null,null,252,1.5843270571751092E-4,{"$f":"X265*'Back, Results'!$D$15","v":15.843270571751093},2.0323219775328699E-4]
[null,null,null,null,null,null,null,null,null,null,null,null,null,null,null,null,null,null,null,null,null,null,253,1.5703272159139296E-4,{"$f":"X266*'Back, Results'!$D$15","v":15.703272159139296},2.032321977532867E-4]
[null,null,null,null,null,null,null,null,null,null,null,null,null,null,null,null,null,null,null,null,null,null,254,1.5773271365445191E-4,{"$f":"X267*'Back, Results'!$D$15","v":15.773271365445192},2.032321977532867E-4]
[null,null,null,null,null,null,null,null,null,null,null,null,null,null,null,null,null,null,null,null,null,null,255,1.5773271365445191E-4,{"$f":"X268*'Back, Results'!$D$15","v":15.773271365445192},2.032321977532867E-4]
[null,null,null,null,null,null,null,null,null,null,null,null,null,null,null,null,null,null,null,null,null,null,256,1.5843270571751092E-4,{"$f":"X269*'Back, Results'!$D$15","v":15.843270571751093},2.032321977532867E-4]
[null,null,null,null,null,null,null,null,null,null,null,null,null,null,null,null,null,null,null,null,null,null,257,1.612326739697469E-4,{"$f":"X270*'Back, Results'!$D$15","v":16.12326739697469},2.0253220569022769E-4]
[null,null,null,null,null,null,null,null,null,null,null,null,null,null,null,null,null,null,null,null,null,null,258,1.6193266603280591E-4,{"$f":"X271*'Back, Results'!$D$15","v":16.193266603280591},2.0253220569022769E-4]
[null,null,null,null,null,null,null,null,null,null,null,null,null,null,null,null,null,null,null,null,null,null,259,1.6193266603280591E-4,{"$f":"X272*'Back, Results'!$D$15","v":16.193266603280591},2.0253220569022769E-4]
[null,null,null,null,null,null,null,null,null,null,null,null,null,null,null,null,null,null,null,null,null,null,260,1.6193266603280591E-4,{"$f":"X273*'Back, Results'!$D$15","v":16.193266603280591},2.0253220569022769E-4]
[null,null,null,null,null,null,null,null,null,null,null,null,null,null,null,null,null,null,null,null,null,null,261,1.6193266603280591E-4,{"$f":"X274*'Back, Results'!$D$15","v":16.193266603280591},2.0253220569022769E-4]
[null,null,null,null,null,null,null,null,null,null,null,null,null,null,null,null,null,null,null,null,null,null,262,1.6193266603280591E-4,{"$f":"X275*'Back, Results'!$D$15","v":16.193266603280591},2.0253220569022769E-4]
[null,null,null,null,null,null,null,null,null,null,null,null,null,null,null,null,null,null,null,null,null,null,263,1.612326739697469E-4,{"$f":"X276*'Back, Results'!$D$15","v":16.12326739697469},2.0253220569022769E-4]
[null,null,null,null,null,null,null,null,null,null,null,null,null,null,null,null,null,null,null,null,null,null,264,1.6193266603280591E-4,{"$f":"X277*'Back, Results'!$D$15","v":16.193266603280591},2.0253220569022769E-4]
[null,null,null,null,null,null,null,null,null,null,null,null,null,null,null,null,null,null,null,null,null,null,265,1.612326739697469E-4,{"$f":"X278*'Back, Results'!$D$15","v":16.12326739697469},2.0253220569022769E-4]
[null,null,null,null,null,null,null,null,null,null,null,null,null,null,null,null,null,null,null,null,null,null,266,1.6193266603280591E-4,{"$f":"X279*'Back, Results'!$D$15","v":16.193266603280591},2.0253220569022769E-4]
[null,null,null,null,null,null,null,null,null,null,null,null,null,null,null,null,null,null,null,null,null,null,267,1.6193266603280591E-4,{"$f":"X280*'Back, Results'!$D$15","v":16.193266603280591},2.018322136271687E-4]
[null,null,null,null,null,null,null,null,null,null,null,null,null,null,null,null,null,null,null,null,null,null,268,1.6193266603280591E-4,{"$f":"X281*'Back, Results'!$D$15","v":16.193266603280591},2.018322136271687E-4]
[null,null,null,null,null,null,null,null,null,null,null,null,null,null,null,null,null,null,null,null,null,null,269,1.6193266603280591E-4,{"$f":"X282*'Back, Results'!$D$15","v":16.193266603280591},2.018322136271687E-4]
[null,null,null,null,null,null,null,null,null,null,null,null,null,null,null,null,null,null,null,null,null,null,270,1.626326580958649E-4,{"$f":"X283*'Back, Results'!$D$15","v":16.263265809586489},2.011322215641097E-4]
[null,null,null,null,null,null,null,null,null,null,null,null,null,null,null,null,null,null,null,null,null,null,271,1.626326580958649E-4,{"$f":"X284*'Back, Results'!$D$15","v":16.263265809586489},2.011322215641097E-4]
[null,null,null,null,null,null,null,null,null,null,null,null,null,null,null,null,null,null,null,null,null,null,272,1.626326580958649E-4,{"$f":"X285*'Back, Results'!$D$15","v":16.263265809586489},2.011322215641097E-4]
[null,null,null,null,null,null,null,null,null,null,null,null,null,null,null,null,null,null,null,null,null,null,273,1.6333265015892391E-4,{"$f":"X286*'Back, Results'!$D$15","v":16.33326501589239},2.011322215641097E-4]
[null,null,null,null,null,null,null,null,null,null,null,null,null,null,null,null,null,null,null,null,null,null,274,1.647326342850419E-4,{"$f":"X287*'Back, Results'!$D$15","v":16.47326342850419},2.011322215641097E-4]
[null,null,null,null,null,null,null,null,null,null,null,null,null,null,null,null,null,null,null,null,null,null,275,1.647326342850419E-4,{"$f":"X288*'Back, Results'!$D$15","v":16.47326342850419},2.011322215641097E-4]
[null,null,null,null,null,null,null,null,null,null,null,null,null,null,null,null,null,null,null,null,null,null,276,1.647326342850419E-4,{"$f":"X289*'Back, Results'!$D$15","v":16.47326342850419},2.011322215641097E-4]
[null,null,null,null,null,null,null,null,null,null,null,null,null,null,null,null,null,null,null,null,null,null,277,1.647326342850419E-4,{"$f":"X290*'Back, Results'!$D$15","v":16.47326342850419},2.011322215641097E-4]
[null,null,null,null,null,null,null,null,null,null,null,null,null,null,null,null,null,null,null,null,null,null,278,1.6543262634810091E-4,{"$f":"X291*'Back, Results'!$D$15","v":16.543262634810091},2.011322215641097E-4]
[null,null,null,null,null,null,null,null,null,null,null,null,null,null,null,null,null,null,null,null,null,null,279,1.6613261841115989E-4,{"$f":"X292*'Back, Results'!$D$15","v":16.613261841115989},2.0043222950105071E-4]
[null,null,null,null,null,null,null,null,null,null,null,null,null,null,null,null,null,null,null,null,null,null,280,1.647326342850419E-4,{"$f":"X293*'Back, Results'!$D$15","v":16.47326342850419},2.0043222950105071E-4]
[null,null,null,null,null,null,null,null,null,null,null,null,null,null,null,null,null,null,null,null,null,null,281,1.6543262634810091E-4,{"$f":"X294*'Back, Results'!$D$15","v":16.543262634810091},2.0043222950105071E-4]
[null,null,null,null,null,null,null,null,null,null,null,null,null,null,null,null,null,null,null,null,null,null,282,1.647326342850419E-4,{"$f":"X295*'Back, Results'!$D$15","v":16.47326342850419},2.0043222950105071E-4]
[null,null,null,null,null,null,null,null,null,null,null,null,null,null,null,null,null,null,null,null,null,null,283,1.647326342850419E-4,{"$f":"X296*'Back, Results'!$D$15","v":16.47326342850419},2.0043222950105071E-4]
[null,null,null,null,null,null,null,null,null,null,null,null,null,null,null,null,null,null,null,null,null,null,284,1.6333265015892391E-4,{"$f":"X297*'Back, Results'!$D$15","v":16.33326501589239},2.0043222950105071E-4]
[null,null,null,null,null,null,null,null,null,null,null,null,null,null,null,null,null,null,null,null,null,null,285,1.626326580958649E-4,{"$f":"X298*'Back, Results'!$D$15","v":16.263265809586489},2.0043222950105071E-4]
[null,null,null,null,null,null,null,null,null,null,null,null,null,null,null,null,null,null,null,null,null,null,286,1.626326580958649E-4,{"$f":"X299*'Back, Results'!$D$15","v":16.263265809586489},2.0043222950105071E-4]
[null,null,null,null,null,null,null,null,null,null,null,null,null,null,null,null,null,null,null,null,null,null,287,1.612326739697469E-4,{"$f":"X300*'Back, Results'!$D$15","v":16.12326739697469},2.0043222950105071E-4]
[null,null,null,null,null,null,null,null,null,null,null,null,null,null,null,null,null,null,null,null,null,null,288,1.5843270571751092E-4,{"$f":"X301*'Back, Results'!$D$15","v":15.843270571751093},2.0043222950105071E-4]
[null,null,null,null,null,null,null,null,null,null,null,null,null,null,null,null,null,null,null,null,null,null,289,1.5563273746527491E-4,{"$f":"X302*'Back, Results'!$D$15","v":15.563273746527491},2.0043222950105071E-4]
[null,null,null,null,null,null,null,null,null,null,null,null,null,null,null,null,null,null,null,null,null,null,290,1.5283276921303896E-4,{"$f":"X303*'Back, Results'!$D$15","v":15.283276921303896},2.0043222950105071E-4]
[null,null,null,null,null,null,null,null,null,null,null,null,null,null,null,null,null,null,null,null,null,null,291,1.5003280096080297E-4,{"$f":"X304*'Back, Results'!$D$15","v":15.003280096080298},2.0043222950105071E-4]
[null,null,null,null,null,null,null,null,null,null,null,null,null,null,null,null,null,null,null,null,null,null,292,1.4723283270856699E-4,{"$f":"X305*'Back, Results'!$D$15","v":14.723283270856699},1.997322374379917E-4]
[null,null,null,null,null,null,null,null,null,null,null,null,null,null,null,null,null,null,null,null,null,null,293,1.4443286445633098E-4,{"$f":"X306*'Back, Results'!$D$15","v":14.443286445633099},1.997322374379917E-4]
[null,null,null,null,null,null,null,null,null,null,null,null,null,null,null,null,null,null,null,null,null,null,294,1.4303288033021302E-4,{"$f":"X307*'Back, Results'!$D$15","v":14.303288033021301},1.997322374379917E-4]
[null,null,null,null,null,null,null,null,null,null,null,null,null,null,null,null,null,null,null,null,null,null,295,1.4093290414103602E-4,{"$f":"X308*'Back, Results'!$D$15","v":14.093290414103603},1.997322374379917E-4]
[null,null,null,null,null,null,null,null,null,null,null,null,null,null,null,null,null,null,null,null,null,null,296,1.4023291207797704E-4,{"$f":"X309*'Back, Results'!$D$15","v":14.023291207797703},1.997322374379917E-4]
[null,null,null,null,null,null,null,null,null,null,null,null,null,null,null,null,null,null,null,null,null,null,297,1.3953292001491803E-4,{"$f":"X310*'Back, Results'!$D$15","v":13.953292001491803},1.997322374379917E-4]
[null,null,null,null,null,null,null,null,null,null,null,null,null,null,null,null,null,null,null,null,null,null,298,1.3813293588880004E-4,{"$f":"X311*'Back, Results'!$D$15","v":13.813293588880004},1.997322374379917E-4]
[null,null,null,null,null,null,null,null,null,null,null,null,null,null,null,null,null,null,null,null,null,null,299,1.3813293588880004E-4,{"$f":"X312*'Back, Results'!$D$15","v":13.813293588880004},1.997322374379917E-4]
[null,null,null,null,null,null,null,null,null,null,null,null,null,null,null,null,null,null,null,null,null,null,300,1.3953292001491803E-4,{"$f":"X313*'Back, Results'!$D$15","v":13.953292001491803},1.997322374379917E-4]
[null,null,null,null,null,null,null,null,null,null,null,null,null,null,null,null,null,null,null,null,null,null,301,1.4163289620409503E-4,{"$f":"X314*'Back, Results'!$D$15","v":14.163289620409502},1.997322374379917E-4]
[null,null,null,null,null,null,null,null,null,null,null,null,null,null,null,null,null,null,null,null,null,null,302,1.4163289620409503E-4,{"$f":"X315*'Back, Results'!$D$15","v":14.163289620409502},1.997322374379917E-4]
[null,null,null,null,null,null,null,null,null,null,null,null,null,null,null,null,null,null,null,null,null,null,303,1.4093290414103602E-4,{"$f":"X316*'Back, Results'!$D$15","v":14.093290414103603},1.9903224537493269E-4]
[null,null,null,null,null,null,null,null,null,null,null,null,null,null,null,null,null,null,null,null,null,null,304,1.4163289620409503E-4,{"$f":"X317*'Back, Results'!$D$15","v":14.163289620409502},1.9903224537493269E-4]
[null,null,null,null,null,null,null,null,null,null,null,null,null,null,null,null,null,null,null,null,null,null,305,1.4373287239327203E-4,{"$f":"X318*'Back, Results'!$D$15","v":14.373287239327203},1.9903224537493269E-4]
[null,null,null,null,null,null,null,null,null,null,null,null,null,null,null,null,null,null,null,null,null,null,306,1.4373287239327203E-4,{"$f":"X319*'Back, Results'!$D$15","v":14.373287239327203},1.9903224537493269E-4]
[null,null,null,null,null,null,null,null,null,null,null,null,null,null,null,null,null,null,null,null,null,null,307,1.4513285651938999E-4,{"$f":"X320*'Back, Results'!$D$15","v":14.513285651938999},1.9903224537493269E-4]
[null,null,null,null,null,null,null,null,null,null,null,null,null,null,null,null,null,null,null,null,null,null,308,1.4513285651938999E-4,{"$f":"X321*'Back, Results'!$D$15","v":14.513285651938999},1.9903224537493269E-4]
[null,null,null,null,null,null,null,null,null,null,null,null,null,null,null,null,null,null,null,null,null,null,309,1.4443286445633098E-4,{"$f":"X322*'Back, Results'!$D$15","v":14.443286445633099},1.9903224537493269E-4]
[null,null,null,null,null,null,null,null,null,null,null,null,null,null,null,null,null,null,null,null,null,null,310,1.4443286445633098E-4,{"$f":"X323*'Back, Results'!$D$15","v":14.443286445633099},1.9903224537493269E-4]
[null,null,null,null,null,null,null,null,null,null,null,null,null,null,null,null,null,null,null,null,null,null,311,1.5143278508692097E-4,{"$f":"X324*'Back, Results'!$D$15","v":15.143278508692097},1.9903224537493269E-4]
[null,null,null,null,null,null,null,null,null,null,null,null,null,null,null,null,null,null,null,null,null,null,312,1.5003280096080297E-4,{"$f":"X325*'Back, Results'!$D$15","v":15.003280096080298},1.9903224537493269E-4]
[null,null,null,null,null,null,null,null,null,null,null,null,null,null,null,null,null,null,null,null,null,null,313,1.4653284064550798E-4,{"$f":"X326*'Back, Results'!$D$15","v":14.653284064550798},1.9903224537493269E-4]
[null,null,null,null,null,null,null,null,null,null,null,null,null,null,null,null,null,null,null,null,null,null,314,1.5073279302386196E-4,{"$f":"X327*'Back, Results'!$D$15","v":15.073279302386196},1.9903224537493269E-4]
[null,null,null,null,null,null,null,null,null,null,null,null,null,null,null,null,null,null,null,null,null,null,315,1.5703272159139296E-4,{"$f":"X328*'Back, Results'!$D$15","v":15.703272159139296},1.9903224537493269E-4]
[null,null,null,null,null,null,null,null,null,null,null,null,null,null,null,null,null,null,null,null,null,null,316,1.5633272952833395E-4,{"$f":"X329*'Back, Results'!$D$15","v":15.633272952833394},1.9903224537493269E-4]
[null,null,null,null,null,null,null,null,null,null,null,null,null,null,null,null,null,null,null,null,null,null,317,1.5073279302386196E-4,{"$f":"X330*'Back, Results'!$D$15","v":15.073279302386196},1.9903224537493269E-4]
[null,null,null,null,null,null,null,null,null,null,null,null,null,null,null,null,null,null,null,null,null,null,318,1.4723283270856699E-4,{"$f":"X331*'Back, Results'!$D$15","v":14.723283270856699},1.9833225331187371E-4]
[null,null,null,null,null,null,null,null,null,null,null,null,null,null,null,null,null,null,null,null,null,null,319,1.4373287239327203E-4,{"$f":"X332*'Back, Results'!$D$15","v":14.373287239327203},1.9833225331187371E-4]
[null,null,null,null,null,null,null,null,null,null,null,null,null,null,null,null,null,null,null,null,null,null,320,1.4373287239327203E-4,{"$f":"X333*'Back, Results'!$D$15","v":14.373287239327203},1.9833225331187371E-4]
[null,null,null,null,null,null,null,null,null,null,null,null,null,null,null,null,null,null,null,null,null,null,321,1.4233288826715404E-4,{"$f":"X334*'Back, Results'!$D$15","v":14.233288826715404},1.9833225331187371E-4]
[null,null,null,null,null,null,null,null,null,null,null,null,null,null,null,null,null,null,null,null,null,null,322,1.4233288826715404E-4,{"$f":"X335*'Back, Results'!$D$15","v":14.233288826715404},1.9833225331187371E-4]
[null,null,null,null,null,null,null,null,null,null,null,null,null,null,null,null,null,null,null,null,null,null,323,1.4443286445633098E-4,{"$f":"X336*'Back, Results'!$D$15","v":14.443286445633099},1.9833225331187371E-4]
[null,null,null,null,null,null,null,null,null,null,null,null,null,null,null,null,null,null,null,null,null,null,324,1.4513285651938999E-4,{"$f":"X337*'Back, Results'!$D$15","v":14.513285651938999},1.9833225331187371E-4]
[null,null,null,null,null,null,null,null,null,null,null,null,null,null,null,null,null,null,null,null,null,null,325,1.4513285651938999E-4,{"$f":"X338*'Back, Results'!$D$15","v":14.513285651938999},1.9833225331187371E-4]
[null,null,null,null,null,null,null,null,null,null,null,null,null,null,null,null,null,null,null,null,null,null,326,1.4583284858244903E-4,{"$f":"X339*'Back, Results'!$D$15","v":14.583284858244904},1.976322612488147E-4]
[null,null,null,null,null,null,null,null,null,null,null,null,null,null,null,null,null,null,null,null,null,null,327,1.4863281683468498E-4,{"$f":"X340*'Back, Results'!$D$15","v":14.863281683468498},1.976322612488147E-4]
[null,null,null,null,null,null,null,null,null,null,null,null,null,null,null,null,null,null,null,null,null,null,328,1.5213277714997998E-4,{"$f":"X341*'Back, Results'!$D$15","v":15.213277714997998},1.976322612488147E-4]
[null,null,null,null,null,null,null,null,null,null,null,null,null,null,null,null,null,null,null,null,null,null,329,1.5143278508692097E-4,{"$f":"X342*'Back, Results'!$D$15","v":15.143278508692097},1.976322612488147E-4]
[null,null,null,null,null,null,null,null,null,null,null,null,null,null,null,null,null,null,null,null,null,null,330,1.5003280096080297E-4,{"$f":"X343*'Back, Results'!$D$15","v":15.003280096080298},1.976322612488147E-4]
[null,null,null,null,null,null,null,null,null,null,null,null,null,null,null,null,null,null,null,null,null,null,331,1.5003280096080297E-4,{"$f":"X344*'Back, Results'!$D$15","v":15.003280096080298},1.976322612488147E-4]
[null,null,null,null,null,null,null,null,null,null,null,null,null,null,null,null,null,null,null,null,null,null,332,1.5073279302386196E-4,{"$f":"X345*'Back, Results'!$D$15","v":15.073279302386196},1.976322612488147E-4]
[null,null,null,null,null,null,null,null,null,null,null,null,null,null,null,null,null,null,null,null,null,null,333,1.5633272952833395E-4,{"$f":"X346*'Back, Results'!$D$15","v":15.633272952833394},1.976322612488147E-4]
[null,null,null,null,null,null,null,null,null,null,null,null,null,null,null,null,null,null,null,null,null,null,334,1.5563273746527491E-4,{"$f":"X347*'Back, Results'!$D$15","v":15.563273746527491},1.976322612488147E-4]
[null,null,null,null,null,null,null,null,null,null,null,null,null,null,null,null,null,null,null,null,null,null,335,1.5633272952833395E-4,{"$f":"X348*'Back, Results'!$D$15","v":15.633272952833394},1.976322612488147E-4]
[null,null,null,null,null,null,null,null,null,null,null,null,null,null,null,null,null,null,null,null,null,null,336,1.5003280096080297E-4,{"$f":"X349*'Back, Results'!$D$15","v":15.003280096080298},1.976322612488147E-4]
[null,null,null,null,null,null,null,null,null,null,null,null,null,null,null,null,null,null,null,null,null,null,337,1.3953292001491803E-4,{"$f":"X350*'Back, Results'!$D$15","v":13.953292001491803},1.976322612488147E-4]
[null,null,null,null,null,null,null,null,null,null,null,null,null,null,null,null,null,null,null,null,null,null,338,1.3813293588880004E-4,{"$f":"X351*'Back, Results'!$D$15","v":13.813293588880004},1.976322612488147E-4]
[null,null,null,null,null,null,null,null,null,null,null,null,null,null,null,null,null,null,null,null,null,null,339,1.3953292001491803E-4,{"$f":"X352*'Back, Results'!$D$15","v":13.953292001491803},1.976322612488147E-4]
[null,null,null,null,null,null,null,null,null,null,null,null,null,null,null,null,null,null,null,null,null,null,340,1.4443286445633098E-4,{"$f":"X353*'Back, Results'!$D$15","v":14.443286445633099},1.976322612488147E-4]
[null,null,null,null,null,null,null,null,null,null,null,null,null,null,null,null,null,null,null,null,null,null,341,1.4863281683468498E-4,{"$f":"X354*'Back, Results'!$D$15","v":14.863281683468498},1.976322612488147E-4]
[null,null,null,null,null,null,null,null,null,null,null,null,null,null,null,null,null,null,null,null,null,null,342,1.5143278508692097E-4,{"$f":"X355*'Back, Results'!$D$15","v":15.143278508692097},1.976322612488147E-4]
[null,null,null,null,null,null,null,null,null,null,null,null,null,null,null,null,null,null,null,null,null,null,343,1.5143278508692097E-4,{"$f":"X356*'Back, Results'!$D$15","v":15.143278508692097},1.9693226918575575E-4]
[null,null,null,null,null,null,null,null,null,null,null,null,null,null,null,null,null,null,null,null,null,null,344,1.5283276921303896E-4,{"$f":"X357*'Back, Results'!$D$15","v":15.283276921303896},1.9693226918575575E-4]
[null,null,null,null,null,null,null,null,null,null,null,null,null,null,null,null,null,null,null,null,null,null,345,1.5283276921303896E-4,{"$f":"X358*'Back, Results'!$D$15","v":15.283276921303896},1.9693226918575575E-4]
[null,null,null,null,null,null,null,null,null,null,null,null,null,null,null,null,null,null,null,null,null,null,346,1.5143278508692097E-4,{"$f":"X359*'Back, Results'!$D$15","v":15.143278508692097},1.9693226918575575E-4]
[null,null,null,null,null,null,null,null,null,null,null,null,null,null,null,null,null,null,null,null,null,null,347,1.4583284858244903E-4,{"$f":"X360*'Back, Results'!$D$15","v":14.583284858244904},1.9693226918575575E-4]
[null,null,null,null,null,null,null,null,null,null,null,null,null,null,null,null,null,null,null,null,null,null,348,1.4163289620409503E-4,{"$f":"X361*'Back, Results'!$D$15","v":14.163289620409502},1.9693226918575575E-4]
[null,null,null,null,null,null,null,null,null,null,null,null,null,null,null,null,null,null,null,null,null,null,349,1.4443286445633098E-4,{"$f":"X362*'Back, Results'!$D$15","v":14.443286445633099},1.9693226918575575E-4]
[null,null,null,null,null,null,null,null,null,null,null,null,null,null,null,null,null,null,null,null,null,null,350,1.4513285651938999E-4,{"$f":"X363*'Back, Results'!$D$15","v":14.513285651938999},1.9693226918575575E-4]
[null,null,null,null,null,null,null,null,null,null,null,null,null,null,null,null,null,null,null,null,null,null,351,1.4303288033021302E-4,{"$f":"X364*'Back, Results'!$D$15","v":14.303288033021301},1.9623227712269674E-4]
[null,null,null,null,null,null,null,null,null,null,null,null,null,null,null,null,null,null,null,null,null,null,352,1.4023291207797704E-4,{"$f":"X365*'Back, Results'!$D$15","v":14.023291207797703},1.9623227712269674E-4]
[null,null,null,null,null,null,null,null,null,null,null,null,null,null,null,null,null,null,null,null,null,null,353,1.4023291207797704E-4,{"$f":"X366*'Back, Results'!$D$15","v":14.023291207797703},1.9623227712269674E-4]
[null,null,null,null,null,null,null,null,null,null,null,null,null,null,null,null,null,null,null,null,null,null,354,1.4093290414103602E-4,{"$f":"X367*'Back, Results'!$D$15","v":14.093290414103603},1.9623227712269674E-4]
[null,null,null,null,null,null,null,null,null,null,null,null,null,null,null,null,null,null,null,null,null,null,355,1.4373287239327203E-4,{"$f":"X368*'Back, Results'!$D$15","v":14.373287239327203},1.9623227712269674E-4]
[null,null,null,null,null,null,null,null,null,null,null,null,null,null,null,null,null,null,null,null,null,null,356,1.4303288033021302E-4,{"$f":"X369*'Back, Results'!$D$15","v":14.303288033021301},1.9623227712269674E-4]
[null,null,null,null,null,null,null,null,null,null,null,null,null,null,null,null,null,null,null,null,null,null,357,1.4233288826715404E-4,{"$f":"X370*'Back, Results'!$D$15","v":14.233288826715404},1.9623227712269674E-4]
[null,null,null,null,null,null,null,null,null,null,null,null,null,null,null,null,null,null,null,null,null,null,358,1.3953292001491803E-4,{"$f":"X371*'Back, Results'!$D$15","v":13.953292001491803},1.9623227712269674E-4]
[null,null,null,null,null,null,null,null,null,null,null,null,null,null,null,null,null,null,null,null,null,null,359,1.4023291207797704E-4,{"$f":"X372*'Back, Results'!$D$15","v":14.023291207797703},1.9623227712269674E-4]
[null,null,null,null,null,null,null,null,null,null,null,null,null,null,null,null,null,null,null,null,null,null,360,1.4233288826715404E-4,{"$f":"X373*'Back, Results'!$D$15","v":14.233288826715404},1.9623227712269674E-4]
[null,null,null,null,null,null,null,null,null,null,null,null,null,null,null,null,null,null,null,null,null,null,361,1.3953292001491803E-4,{"$f":"X374*'Back, Results'!$D$15","v":13.953292001491803},1.9623227712269674E-4]
[null,null,null,null,null,null,null,null,null,null,null,null,null,null,null,null,null,null,null,null,null,null,362,1.4093290414103602E-4,{"$f":"X375*'Back, Results'!$D$15","v":14.093290414103603},1.9623227712269674E-4]
[null,null,null,null,null,null,null,null,null,null,null,null,null,null,null,null,null,null,null,null,null,null,363,1.4163289620409503E-4,{"$f":"X376*'Back, Results'!$D$15","v":14.163289620409502},1.9623227712269674E-4]
[null,null,null,null,null,null,null,null,null,null,null,null,null,null,null,null,null,null,null,null,null,null,364,1.4303288033021302E-4,{"$f":"X377*'Back, Results'!$D$15","v":14.303288033021301},1.955322850596377E-4]
[null,null,null,null,null,null,null,null,null,null,null,null,null,null,null,null,null,null,null,null,null,null,365,1.4583284858244903E-4,{"$f":"X378*'Back, Results'!$D$15","v":14.583284858244904},1.955322850596377E-4]
[null,null,null,null,null,null,null,null,null,null,null,null,null,null,null,null,null,null,null,null,null,null,366,1.4793282477162597E-4,{"$f":"X379*'Back, Results'!$D$15","v":14.793282477162597},1.955322850596377E-4]
[null,null,null,null,null,null,null,null,null,null,null,null,null,null,null,null,null,null,null,null,null,null,367,1.4933280889774397E-4,{"$f":"X380*'Back, Results'!$D$15","v":14.933280889774396},1.955322850596377E-4]
[null,null,null,null,null,null,null,null,null,null,null,null,null,null,null,null,null,null,null,null,null,null,368,1.4863281683468498E-4,{"$f":"X381*'Back, Results'!$D$15","v":14.863281683468498},1.955322850596377E-4]
[null,null,null,null,null,null,null,null,null,null,null,null,null,null,null,null,null,null,null,null,null,null,369,1.4933280889774397E-4,{"$f":"X382*'Back, Results'!$D$15","v":14.933280889774396},1.955322850596377E-4]
[null,null,null,null,null,null,null,null,null,null,null,null,null,null,null,null,null,null,null,null,null,null,370,1.5213277714997998E-4,{"$f":"X383*'Back, Results'!$D$15","v":15.213277714997998},1.955322850596377E-4]
[null,null,null,null,null,null,null,null,null,null,null,null,null,null,null,null,null,null,null,null,null,null,371,1.5493274540221596E-4,{"$f":"X384*'Back, Results'!$D$15","v":15.493274540221595},1.955322850596377E-4]
[null,null,null,null,null,null,null,null,null,null,null,null,null,null,null,null,null,null,null,null,null,null,372,1.5283276921303896E-4,{"$f":"X385*'Back, Results'!$D$15","v":15.283276921303896},1.955322850596377E-4]
[null,null,null,null,null,null,null,null,null,null,null,null,null,null,null,null,null,null,null,null,null,null,373,1.4863281683468498E-4,{"$f":"X386*'Back, Results'!$D$15","v":14.863281683468498},1.955322850596377E-4]
[null,null,null,null,null,null,null,null,null,null,null,null,null,null,null,null,null,null,null,null,null,null,374,1.4583284858244903E-4,{"$f":"X387*'Back, Results'!$D$15","v":14.583284858244904},1.955322850596377E-4]
[null,null,null,null,null,null,null,null,null,null,null,null,null,null,null,null,null,null,null,null,null,null,375,1.4653284064550798E-4,{"$f":"X388*'Back, Results'!$D$15","v":14.653284064550798},1.955322850596377E-4]
[null,null,null,null,null,null,null,null,null,null,null,null,null,null,null,null,null,null,null,null,null,null,376,1.4723283270856699E-4,{"$f":"X389*'Back, Results'!$D$15","v":14.723283270856699},1.955322850596377E-4]
[null,null,null,null,null,null,null,null,null,null,null,null,null,null,null,null,null,null,null,null,null,null,377,1.4723283270856699E-4,{"$f":"X390*'Back, Results'!$D$15","v":14.723283270856699},1.9483229299657875E-4]
[null,null,null,null,null,null,null,null,null,null,null,null,null,null,null,null,null,null,null,null,null,null,378,1.4723283270856699E-4,{"$f":"X391*'Back, Results'!$D$15","v":14.723283270856699},1.9483229299657875E-4]
[null,null,null,null,null,null,null,null,null,null,null,null,null,null,null,null,null,null,null,null,null,null,379,1.4723283270856699E-4,{"$f":"X392*'Back, Results'!$D$15","v":14.723283270856699},1.9483229299657875E-4]
[null,null,null,null,null,null,null,null,null,null,null,null,null,null,null,null,null,null,null,null,null,null,380,1.4863281683468498E-4,{"$f":"X393*'Back, Results'!$D$15","v":14.863281683468498},1.9483229299657875E-4]
[null,null,null,null,null,null,null,null,null,null,null,null,null,null,null,null,null,null,null,null,null,null,381,1.5003280096080297E-4,{"$f":"X394*'Back, Results'!$D$15","v":15.003280096080298},1.9483229299657875E-4]
[null,null,null,null,null,null,null,null,null,null,null,null,null,null,null,null,null,null,null,null,null,null,382,1.5143278508692097E-4,{"$f":"X395*'Back, Results'!$D$15","v":15.143278508692097},1.9483229299657875E-4]
[null,null,null,null,null,null,null,null,null,null,null,null,null,null,null,null,null,null,null,null,null,null,383,1.5283276921303896E-4,{"$f":"X396*'Back, Results'!$D$15","v":15.283276921303896},1.9483229299657875E-4]
[null,null,null,null,null,null,null,null,null,null,null,null,null,null,null,null,null,null,null,null,null,null,384,1.5283276921303896E-4,{"$f":"X397*'Back, Results'!$D$15","v":15.283276921303896},1.9483229299657875E-4]
[null,null,null,null,null,null,null,null,null,null,null,null,null,null,null,null,null,null,null,null,null,null,385,1.5703272159139296E-4,{"$f":"X398*'Back, Results'!$D$15","v":15.703272159139296},1.9483229299657875E-4]
[null,null,null,null,null,null,null,null,null,null,null,null,null,null,null,null,null,null,null,null,null,null,386,1.6193266603280591E-4,{"$f":"X399*'Back, Results'!$D$15","v":16.193266603280591},1.9483229299657875E-4]
[null,null,null,null,null,null,null,null,null,null,null,null,null,null,null,null,null,null,null,null,null,null,387,1.6613261841115989E-4,{"$f":"X400*'Back, Results'!$D$15","v":16.613261841115989},1.9483229299657875E-4]
[null,null,null,null,null,null,null,null,null,null,null,null,null,null,null,null,null,null,null,null,null,null,388,1.6403264222198289E-4,{"$f":"X401*'Back, Results'!$D$15","v":16.403264222198288},1.9483229299657875E-4]
[null,null,null,null,null,null,null,null,null,null,null,null,null,null,null,null,null,null,null,null,null,null,389,1.5983268984362891E-4,{"$f":"X402*'Back, Results'!$D$15","v":15.983268984362891},1.9483229299657875E-4]
[null,null,null,null,null,null,null,null,null,null,null,null,null,null,null,null,null,null,null,null,null,null,390,1.5703272159139296E-4,{"$f":"X403*'Back, Results'!$D$15","v":15.703272159139296},1.9483229299657875E-4]
[null,null,null,null,null,null,null,null,null,null,null,null,null,null,null,null,null,null,null,null,null,null,391,1.5493274540221596E-4,{"$f":"X404*'Back, Results'!$D$15","v":15.493274540221595},1.9483229299657875E-4]
[null,null,null,null,null,null,null,null,null,null,null,null,null,null,null,null,null,null,null,null,null,null,392,1.5423275333915695E-4,{"$f":"X405*'Back, Results'!$D$15","v":15.423275333915695},1.9483229299657875E-4]
[null,null,null,null,null,null,null,null,null,null,null,null,null,null,null,null,null,null,null,null,null,null,393,1.5283276921303896E-4,{"$f":"X406*'Back, Results'!$D$15","v":15.283276921303896},1.9413230093351974E-4]
[null,null,null,null,null,null,null,null,null,null,null,null,null,null,null,null,null,null,null,null,null,null,394,1.5283276921303896E-4,{"$f":"X407*'Back, Results'!$D$15","v":15.283276921303896},1.9413230093351974E-4]
[null,null,null,null,null,null,null,null,null,null,null,null,null,null,null,null,null,null,null,null,null,null,395,1.5003280096080297E-4,{"$f":"X408*'Back, Results'!$D$15","v":15.003280096080298},1.9413230093351974E-4]
[null,null,null,null,null,null,null,null,null,null,null,null,null,null,null,null,null,null,null,null,null,null,396,1.4583284858244903E-4,{"$f":"X409*'Back, Results'!$D$15","v":14.583284858244904},1.9413230093351974E-4]
[null,null,null,null,null,null,null,null,null,null,null,null,null,null,null,null,null,null,null,null,null,null,397,1.4513285651938999E-4,{"$f":"X410*'Back, Results'!$D$15","v":14.513285651938999},1.9413230093351974E-4]
[null,null,null,null,null,null,null,null,null,null,null,null,null,null,null,null,null,null,null,null,null,null,398,1.4443286445633098E-4,{"$f":"X411*'Back, Results'!$D$15","v":14.443286445633099},1.9413230093351974E-4]
[null,null,null,null,null,null,null,null,null,null,null,null,null,null,null,null,null,null,null,null,null,null,399,1.4513285651938999E-4,{"$f":"X412*'Back, Results'!$D$15","v":14.513285651938999},1.9413230093351974E-4]
[null,null,null,null,null,null,null,null,null,null,null,null,null,null,null,null,null,null,null,null,null,null,400,1.4513285651938999E-4,{"$f":"X413*'Back, Results'!$D$15","v":14.513285651938999},1.9413230093351974E-4]
[null,null,null,null,null,null,null,null,null,null,null,null,null,null,null,null,null,null,null,null,null,null,401,1.4653284064550798E-4,{"$f":"X414*'Back, Results'!$D$15","v":14.653284064550798},1.9413230093351974E-4]
[null,null,null,null,null,null,null,null,null,null,null,null,null,null,null,null,null,null,null,null,null,null,402,1.4933280889774397E-4,{"$f":"X415*'Back, Results'!$D$15","v":14.933280889774396},1.9413230093351974E-4]
[null,null,null,null,null,null,null,null,null,null,null,null,null,null,null,null,null,null,null,null,null,null,403,1.5283276921303896E-4,{"$f":"X416*'Back, Results'!$D$15","v":15.283276921303896},1.9413230093351974E-4]
[null,null,null,null,null,null,null,null,null,null,null,null,null,null,null,null,null,null,null,null,null,null,404,1.5633272952833395E-4,{"$f":"X417*'Back, Results'!$D$15","v":15.633272952833394},1.9413230093351974E-4]
[null,null,null,null,null,null,null,null,null,null,null,null,null,null,null,null,null,null,null,null,null,null,405,1.605326819066879E-4,{"$f":"X418*'Back, Results'!$D$15","v":16.053268190668788},1.9343230887046076E-4]
[null,null,null,null,null,null,null,null,null,null,null,null,null,null,null,null,null,null,null,null,null,null,406,1.5983268984362891E-4,{"$f":"X419*'Back, Results'!$D$15","v":15.983268984362891},1.9343230887046076E-4]
[null,null,null,null,null,null,null,null,null,null,null,null,null,null,null,null,null,null,null,null,null,null,407,1.612326739697469E-4,{"$f":"X420*'Back, Results'!$D$15","v":16.12326739697469},1.9343230887046076E-4]
[null,null,null,null,null,null,null,null,null,null,null,null,null,null,null,null,null,null,null,null,null,null,408,1.605326819066879E-4,{"$f":"X421*'Back, Results'!$D$15","v":16.053268190668788},1.9343230887046076E-4]
[null,null,null,null,null,null,null,null,null,null,null,null,null,null,null,null,null,null,null,null,null,null,409,1.5983268984362891E-4,{"$f":"X422*'Back, Results'!$D$15","v":15.983268984362891},1.9343230887046076E-4]
[null,null,null,null,null,null,null,null,null,null,null,null,null,null,null,null,null,null,null,null,null,null,410,1.5773271365445191E-4,{"$f":"X423*'Back, Results'!$D$15","v":15.773271365445192},1.9343230887046076E-4]
[null,null,null,null,null,null,null,null,null,null,null,null,null,null,null,null,null,null,null,null,null,null,411,1.5633272952833395E-4,{"$f":"X424*'Back, Results'!$D$15","v":15.633272952833394},1.9343230887046076E-4]
[null,null,null,null,null,null,null,null,null,null,null,null,null,null,null,null,null,null,null,null,null,null,412,1.5493274540221596E-4,{"$f":"X425*'Back, Results'!$D$15","v":15.493274540221595},1.9343230887046076E-4]
[null,null,null,null,null,null,null,null,null,null,null,null,null,null,null,null,null,null,null,null,null,null,413,1.5353276127609797E-4,{"$f":"X426*'Back, Results'!$D$15","v":15.353276127609798},1.9343230887046076E-4]
[null,null,null,null,null,null,null,null,null,null,null,null,null,null,null,null,null,null,null,null,null,null,414,1.5213277714997998E-4,{"$f":"X427*'Back, Results'!$D$15","v":15.213277714997998},1.9343230887046076E-4]
[null,null,null,null,null,null,null,null,null,null,null,null,null,null,null,null,null,null,null,null,null,null,415,1.5073279302386196E-4,{"$f":"X428*'Back, Results'!$D$15","v":15.073279302386196},1.9343230887046076E-4]
[null,null,null,null,null,null,null,null,null,null,null,null,null,null,null,null,null,null,null,null,null,null,416,1.4933280889774397E-4,{"$f":"X429*'Back, Results'!$D$15","v":14.933280889774396},1.9343230887046076E-4]
[null,null,null,null,null,null,null,null,null,null,null,null,null,null,null,null,null,null,null,null,null,null,417,1.4723283270856699E-4,{"$f":"X430*'Back, Results'!$D$15","v":14.723283270856699},1.9343230887046076E-4]
[null,null,null,null,null,null,null,null,null,null,null,null,null,null,null,null,null,null,null,null,null,null,418,1.4653284064550798E-4,{"$f":"X431*'Back, Results'!$D$15","v":14.653284064550798},1.9343230887046076E-4]
[null,null,null,null,null,null,null,null,null,null,null,null,null,null,null,null,null,null,null,null,null,null,419,1.4793282477162597E-4,{"$f":"X432*'Back, Results'!$D$15","v":14.793282477162597},1.9273231680740175E-4]
[null,null,null,null,null,null,null,null,null,null,null,null,null,null,null,null,null,null,null,null,null,null,420,1.5143278508692097E-4,{"$f":"X433*'Back, Results'!$D$15","v":15.143278508692097},1.9273231680740175E-4]
[null,null,null,null,null,null,null,null,null,null,null,null,null,null,null,null,null,null,null,null,null,null,421,1.5423275333915695E-4,{"$f":"X434*'Back, Results'!$D$15","v":15.423275333915695},1.9273231680740175E-4]
[null,null,null,null,null,null,null,null,null,null,null,null,null,null,null,null,null,null,null,null,null,null,422,1.5773271365445191E-4,{"$f":"X435*'Back, Results'!$D$15","v":15.773271365445192},1.9273231680740175E-4]
[null,null,null,null,null,null,null,null,null,null,null,null,null,null,null,null,null,null,null,null,null,null,423,1.591326977805699E-4,{"$f":"X436*'Back, Results'!$D$15","v":15.913269778056991},1.9273231680740175E-4]
[null,null,null,null,null,null,null,null,null,null,null,null,null,null,null,null,null,null,null,null,null,null,424,1.605326819066879E-4,{"$f":"X437*'Back, Results'!$D$15","v":16.053268190668788},1.9273231680740175E-4]
[null,null,null,null,null,null,null,null,null,null,null,null,null,null,null,null,null,null,null,null,null,null,425,1.605326819066879E-4,{"$f":"X438*'Back, Results'!$D$15","v":16.053268190668788},1.9273231680740175E-4]
[null,null,null,null,null,null,null,null,null,null,null,null,null,null,null,null,null,null,null,null,null,null,426,1.5773271365445191E-4,{"$f":"X439*'Back, Results'!$D$15","v":15.773271365445192},1.9273231680740175E-4]
[null,null,null,null,null,null,null,null,null,null,null,null,null,null,null,null,null,null,null,null,null,null,427,1.5703272159139296E-4,{"$f":"X440*'Back, Results'!$D$15","v":15.703272159139296},1.9273231680740175E-4]
[null,null,null,null,null,null,null,null,null,null,null,null,null,null,null,null,null,null,null,null,null,null,428,1.5493274540221596E-4,{"$f":"X441*'Back, Results'!$D$15","v":15.493274540221595},1.9273231680740175E-4]
[null,null,null,null,null,null,null,null,null,null,null,null,null,null,null,null,null,null,null,null,null,null,429,1.5353276127609797E-4,{"$f":"X442*'Back, Results'!$D$15","v":15.353276127609798},1.9273231680740175E-4]
[null,null,null,null,null,null,null,null,null,null,null,null,null,null,null,null,null,null,null,null,null,null,430,1.5493274540221596E-4,{"$f":"X443*'Back, Results'!$D$15","v":15.493274540221595},1.9273231680740175E-4]
[null,null,null,null,null,null,null,null,null,null,null,null,null,null,null,null,null,null,null,null,null,null,431,1.5563273746527491E-4,{"$f":"X444*'Back, Results'!$D$15","v":15.563273746527491},1.9273231680740175E-4]
[null,null,null,null,null,null,null,null,null,null,null,null,null,null,null,null,null,null,null,null,null,null,432,1.5773271365445191E-4,{"$f":"X445*'Back, Results'!$D$15","v":15.773271365445192},1.9273231680740175E-4]
[null,null,null,null,null,null,null,null,null,null,null,null,null,null,null,null,null,null,null,null,null,null,433,1.5773271365445191E-4,{"$f":"X446*'Back, Results'!$D$15","v":15.773271365445192},1.9203232474434274E-4]
[null,null,null,null,null,null,null,null,null,null,null,null,null,null,null,null,null,null,null,null,null,null,434,1.612326739697469E-4,{"$f":"X447*'Back, Results'!$D$15","v":16.12326739697469},1.9203232474434274E-4]
[null,null,null,null,null,null,null,null,null,null,null,null,null,null,null,null,null,null,null,null,null,null,435,1.6333265015892391E-4,{"$f":"X448*'Back, Results'!$D$15","v":16.33326501589239},1.9203232474434274E-4]
[null,null,null,null,null,null,null,null,null,null,null,null,null,null,null,null,null,null,null,null,null,null,436,1.6333265015892391E-4,{"$f":"X449*'Back, Results'!$D$15","v":16.33326501589239},1.9203232474434274E-4]
[null,null,null,null,null,null,null,null,null,null,null,null,null,null,null,null,null,null,null,null,null,null,437,1.626326580958649E-4,{"$f":"X450*'Back, Results'!$D$15","v":16.263265809586489},1.9203232474434274E-4]
[null,null,null,null,null,null,null,null,null,null,null,null,null,null,null,null,null,null,null,null,null,null,438,1.626326580958649E-4,{"$f":"X451*'Back, Results'!$D$15","v":16.263265809586489},1.9203232474434274E-4]
[null,null,null,null,null,null,null,null,null,null,null,null,null,null,null,null,null,null,null,null,null,null,439,1.626326580958649E-4,{"$f":"X452*'Back, Results'!$D$15","v":16.263265809586489},1.9203232474434274E-4]
[null,null,null,null,null,null,null,null,null,null,null,null,null,null,null,null,null,null,null,null,null,null,440,1.6193266603280591E-4,{"$f":"X453*'Back, Results'!$D$15","v":16.193266603280591},1.9203232474434274E-4]
[null,null,null,null,null,null,null,null,null,null,null,null,null,null,null,null,null,null,null,null,null,null,441,1.591326977805699E-4,{"$f":"X454*'Back, Results'!$D$15","v":15.913269778056991},1.9203232474434274E-4]
[null,null,null,null,null,null,null,null,null,null,null,null,null,null,null,null,null,null,null,null,null,null,442,1.605326819066879E-4,{"$f":"X455*'Back, Results'!$D$15","v":16.053268190668788},1.9203232474434274E-4]
[null,null,null,null,null,null,null,null,null,null,null,null,null,null,null,null,null,null,null,null,null,null,443,1.591326977805699E-4,{"$f":"X456*'Back, Results'!$D$15","v":15.913269778056991},1.9203232474434274E-4]
[null,null,null,null,null,null,null,null,null,null,null,null,null,null,null,null,null,null,null,null,null,null,444,1.5633272952833395E-4,{"$f":"X457*'Back, Results'!$D$15","v":15.633272952833394},1.9203232474434274E-4]
[null,null,null,null,null,null,null,null,null,null,null,null,null,null,null,null,null,null,null,null,null,null,445,1.5283276921303896E-4,{"$f":"X458*'Back, Results'!$D$15","v":15.283276921303896},1.9203232474434274E-4]
[null,null,null,null,null,null,null,null,null,null,null,null,null,null,null,null,null,null,null,null,null,null,446,1.5073279302386196E-4,{"$f":"X459*'Back, Results'!$D$15","v":15.073279302386196},1.9203232474434274E-4]
[null,null,null,null,null,null,null,null,null,null,null,null,null,null,null,null,null,null,null,null,null,null,447,1.4933280889774397E-4,{"$f":"X460*'Back, Results'!$D$15","v":14.933280889774396},1.9133233268128376E-4]
[null,null,null,null,null,null,null,null,null,null,null,null,null,null,null,null,null,null,null,null,null,null,448,1.4793282477162597E-4,{"$f":"X461*'Back, Results'!$D$15","v":14.793282477162597},1.9133233268128376E-4]
[null,null,null,null,null,null,null,null,null,null,null,null,null,null,null,null,null,null,null,null,null,null,449,1.4863281683468498E-4,{"$f":"X462*'Back, Results'!$D$15","v":14.863281683468498},1.9133233268128376E-4]
[null,null,null,null,null,null,null,null,null,null,null,null,null,null,null,null,null,null,null,null,null,null,450,1.4933280889774397E-4,{"$f":"X463*'Back, Results'!$D$15","v":14.933280889774396},1.9133233268128376E-4]
[null,null,null,null,null,null,null,null,null,null,null,null,null,null,null,null,null,null,null,null,null,null,451,1.4793282477162597E-4,{"$f":"X464*'Back, Results'!$D$15","v":14.793282477162597},1.9133233268128376E-4]
[null,null,null,null,null,null,null,null,null,null,null,null,null,null,null,null,null,null,null,null,null,null,452,1.4583284858244903E-4,{"$f":"X465*'Back, Results'!$D$15","v":14.583284858244904},1.9133233268128376E-4]
[null,null,null,null,null,null,null,null,null,null,null,null,null,null,null,null,null,null,null,null,null,null,453,1.4443286445633098E-4,{"$f":"X466*'Back, Results'!$D$15","v":14.443286445633099},1.9133233268128376E-4]
[null,null,null,null,null,null,null,null,null,null,null,null,null,null,null,null,null,null,null,null,null,null,454,1.4373287239327203E-4,{"$f":"X467*'Back, Results'!$D$15","v":14.373287239327203},1.9133233268128376E-4]
[null,null,null,null,null,null,null,null,null,null,null,null,null,null,null,null,null,null,null,null,null,null,455,1.4373287239327203E-4,{"$f":"X468*'Back, Results'!$D$15","v":14.373287239327203},1.9133233268128376E-4]
[null,null,null,null,null,null,null,null,null,null,null,null,null,null,null,null,null,null,null,null,null,null,456,1.4443286445633098E-4,{"$f":"X469*'Back, Results'!$D$15","v":14.443286445633099},1.9133233268128376E-4]
[null,null,null,null,null,null,null,null,null,null,null,null,null,null,null,null,null,null,null,null,null,null,457,1.4793282477162597E-4,{"$f":"X470*'Back, Results'!$D$15","v":14.793282477162597},1.9133233268128376E-4]
[null,null,null,null,null,null,null,null,null,null,null,null,null,null,null,null,null,null,null,null,null,null,458,1.5493274540221596E-4,{"$f":"X471*'Back, Results'!$D$15","v":15.493274540221595},1.9133233268128376E-4]
[null,null,null,null,null,null,null,null,null,null,null,null,null,null,null,null,null,null,null,null,null,null,459,1.605326819066879E-4,{"$f":"X472*'Back, Results'!$D$15","v":16.053268190668788},1.9133233268128376E-4]
[null,null,null,null,null,null,null,null,null,null,null,null,null,null,null,null,null,null,null,null,null,null,460,1.591326977805699E-4,{"$f":"X473*'Back, Results'!$D$15","v":15.913269778056991},1.9133233268128376E-4]
[null,null,null,null,null,null,null,null,null,null,null,null,null,null,null,null,null,null,null,null,null,null,461,1.612326739697469E-4,{"$f":"X474*'Back, Results'!$D$15","v":16.12326739697469},1.9133233268128376E-4]
[null,null,null,null,null,null,null,null,null,null,null,null,null,null,null,null,null,null,null,null,null,null,462,1.6193266603280591E-4,{"$f":"X475*'Back, Results'!$D$15","v":16.193266603280591},1.9133233268128376E-4]
[null,null,null,null,null,null,null,null,null,null,null,null,null,null,null,null,null,null,null,null,null,null,463,1.591326977805699E-4,{"$f":"X476*'Back, Results'!$D$15","v":15.913269778056991},1.9133233268128376E-4]
[null,null,null,null,null,null,null,null,null,null,null,null,null,null,null,null,null,null,null,null,null,null,464,1.6333265015892391E-4,{"$f":"X477*'Back, Results'!$D$15","v":16.33326501589239},1.9133233268128376E-4]
[null,null,null,null,null,null,null,null,null,null,null,null,null,null,null,null,null,null,null,null,null,null,465,1.668326104742189E-4,{"$f":"X478*'Back, Results'!$D$15","v":16.68326104742189},1.9133233268128376E-4]
[null,null,null,null,null,null,null,null,null,null,null,null,null,null,null,null,null,null,null,null,null,null,466,1.6613261841115989E-4,{"$f":"X479*'Back, Results'!$D$15","v":16.613261841115989},1.9133233268128376E-4]
[null,null,null,null,null,null,null,null,null,null,null,null,null,null,null,null,null,null,null,null,null,null,467,1.626326580958649E-4,{"$f":"X480*'Back, Results'!$D$15","v":16.263265809586489},1.9133233268128376E-4]
[null,null,null,null,null,null,null,null,null,null,null,null,null,null,null,null,null,null,null,null,null,null,468,1.5563273746527491E-4,{"$f":"X481*'Back, Results'!$D$15","v":15.563273746527491},1.9133233268128376E-4]
[null,null,null,null,null,null,null,null,null,null,null,null,null,null,null,null,null,null,null,null,null,null,469,1.4793282477162597E-4,{"$f":"X482*'Back, Results'!$D$15","v":14.793282477162597},1.9133233268128376E-4]
[null,null,null,null,null,null,null,null,null,null,null,null,null,null,null,null,null,null,null,null,null,null,470,1.4793282477162597E-4,{"$f":"X483*'Back, Results'!$D$15","v":14.793282477162597},1.9133233268128376E-4]
[null,null,null,null,null,null,null,null,null,null,null,null,null,null,null,null,null,null,null,null,null,null,471,1.5073279302386196E-4,{"$f":"X484*'Back, Results'!$D$15","v":15.073279302386196},1.9133233268128376E-4]
[null,null,null,null,null,null,null,null,null,null,null,null,null,null,null,null,null,null,null,null,null,null,472,1.5073279302386196E-4,{"$f":"X485*'Back, Results'!$D$15","v":15.073279302386196},1.9063234061822475E-4]
[null,null,null,null,null,null,null,null,null,null,null,null,null,null,null,null,null,null,null,null,null,null,473,1.5353276127609797E-4,{"$f":"X486*'Back, Results'!$D$15","v":15.353276127609798},1.9063234061822475E-4]
[null,null,null,null,null,null,null,null,null,null,null,null,null,null,null,null,null,null,null,null,null,null,474,1.5983268984362891E-4,{"$f":"X487*'Back, Results'!$D$15","v":15.983268984362891},1.9063234061822475E-4]
[null,null,null,null,null,null,null,null,null,null,null,null,null,null,null,null,null,null,null,null,null,null,475,1.6333265015892391E-4,{"$f":"X488*'Back, Results'!$D$15","v":16.33326501589239},1.9063234061822475E-4]
[null,null,null,null,null,null,null,null,null,null,null,null,null,null,null,null,null,null,null,null,null,null,476,1.6823259460033689E-4,{"$f":"X489*'Back, Results'!$D$15","v":16.82325946003369},1.9063234061822475E-4]
[null,null,null,null,null,null,null,null,null,null,null,null,null,null,null,null,null,null,null,null,null,null,477,1.6333265015892391E-4,{"$f":"X490*'Back, Results'!$D$15","v":16.33326501589239},1.9063234061822475E-4]
[null,null,null,null,null,null,null,null,null,null,null,null,null,null,null,null,null,null,null,null,null,null,478,1.626326580958649E-4,{"$f":"X491*'Back, Results'!$D$15","v":16.263265809586489},1.9063234061822475E-4]
[null,null,null,null,null,null,null,null,null,null,null,null,null,null,null,null,null,null,null,null,null,null,479,1.626326580958649E-4,{"$f":"X492*'Back, Results'!$D$15","v":16.263265809586489},1.9063234061822475E-4]
[null,null,null,null,null,null,null,null,null,null,null,null,null,null,null,null,null,null,null,null,null,null,480,1.6403264222198289E-4,{"$f":"X493*'Back, Results'!$D$15","v":16.403264222198288},1.9063234061822475E-4]
[null,null,null,null,null,null,null,null,null,null,null,null,null,null,null,null,null,null,null,null,null,null,481,1.626326580958649E-4,{"$f":"X494*'Back, Results'!$D$15","v":16.263265809586489},1.9063234061822475E-4]
[null,null,null,null,null,null,null,null,null,null,null,null,null,null,null,null,null,null,null,null,null,null,482,1.605326819066879E-4,{"$f":"X495*'Back, Results'!$D$15","v":16.053268190668788},1.9063234061822475E-4]
[null,null,null,null,null,null,null,null,null,null,null,null,null,null,null,null,null,null,null,null,null,null,483,1.5983268984362891E-4,{"$f":"X496*'Back, Results'!$D$15","v":15.983268984362891},1.9063234061822475E-4]
[null,null,null,null,null,null,null,null,null,null,null,null,null,null,null,null,null,null,null,null,null,null,484,1.612326739697469E-4,{"$f":"X497*'Back, Results'!$D$15","v":16.12326739697469},1.9063234061822475E-4]
[null,null,null,null,null,null,null,null,null,null,null,null,null,null,null,null,null,null,null,null,null,null,485,1.626326580958649E-4,{"$f":"X498*'Back, Results'!$D$15","v":16.263265809586489},1.9063234061822475E-4]
[null,null,null,null,null,null,null,null,null,null,null,null,null,null,null,null,null,null,null,null,null,null,486,1.6333265015892391E-4,{"$f":"X499*'Back, Results'!$D$15","v":16.33326501589239},1.9063234061822475E-4]
[null,null,null,null,null,null,null,null,null,null,null,null,null,null,null,null,null,null,null,null,null,null,487,1.6333265015892391E-4,{"$f":"X500*'Back, Results'!$D$15","v":16.33326501589239},1.9063234061822475E-4]
[null,null,null,null,null,null,null,null,null,null,null,null,null,null,null,null,null,null,null,null,null,null,488,1.647326342850419E-4,{"$f":"X501*'Back, Results'!$D$15","v":16.47326342850419},1.9063234061822475E-4]
[null,null,null,null,null,null,null,null,null,null,null,null,null,null,null,null,null,null,null,null,null,null,489,1.6613261841115989E-4,{"$f":"X502*'Back, Results'!$D$15","v":16.613261841115989},1.9063234061822475E-4]
[null,null,null,null,null,null,null,null,null,null,null,null,null,null,null,null,null,null,null,null,null,null,490,1.5983268984362891E-4,{"$f":"X503*'Back, Results'!$D$15","v":15.983268984362891},1.9063234061822475E-4]
[null,null,null,null,null,null,null,null,null,null,null,null,null,null,null,null,null,null,null,null,null,null,491,1.5423275333915695E-4,{"$f":"X504*'Back, Results'!$D$15","v":15.423275333915695},1.9063234061822475E-4]
[null,null,null,null,null,null,null,null,null,null,null,null,null,null,null,null,null,null,null,null,null,null,492,1.5213277714997998E-4,{"$f":"X505*'Back, Results'!$D$15","v":15.213277714997998},1.9063234061822475E-4]
[null,null,null,null,null,null,null,null,null,null,null,null,null,null,null,null,null,null,null,null,null,null,493,1.5073279302386196E-4,{"$f":"X506*'Back, Results'!$D$15","v":15.073279302386196},1.9063234061822475E-4]
[null,null,null,null,null,null,null,null,null,null,null,null,null,null,null,null,null,null,null,null,null,null,494,1.5003280096080297E-4,{"$f":"X507*'Back, Results'!$D$15","v":15.003280096080298},1.9063234061822475E-4]
[null,null,null,null,null,null,null,null,null,null,null,null,null,null,null,null,null,null,null,null,null,null,495,1.5003280096080297E-4,{"$f":"X508*'Back, Results'!$D$15","v":15.003280096080298},1.8993234855516577E-4]
[null,null,null,null,null,null,null,null,null,null,null,null,null,null,null,null,null,null,null,null,null,null,496,1.5073279302386196E-4,{"$f":"X509*'Back, Results'!$D$15","v":15.073279302386196},1.8993234855516577E-4]
[null,null,null,null,null,null,null,null,null,null,null,null,null,null,null,null,null,null,null,null,null,null,497,1.5283276921303896E-4,{"$f":"X510*'Back, Results'!$D$15","v":15.283276921303896},1.8993234855516577E-4]
[null,null,null,null,null,null,null,null,null,null,null,null,null,null,null,null,null,null,null,null,null,null,498,1.5563273746527491E-4,{"$f":"X511*'Back, Results'!$D$15","v":15.563273746527491},1.8993234855516577E-4]
[null,null,null,null,null,null,null,null,null,null,null,null,null,null,null,null,null,null,null,null,null,null,499,1.5843270571751092E-4,{"$f":"X512*'Back, Results'!$D$15","v":15.843270571751093},1.8993234855516577E-4]
[null,null,null,null,null,null,null,null,null,null,null,null,null,null,null,null,null,null,null,null,null,null,500,1.5983268984362891E-4,{"$f":"X513*'Back, Results'!$D$15","v":15.983268984362891},1.8993234855516577E-4]
[null,null,null,null,null,null,null,null,null,null,null,null,null,null,null,null,null,null,null,null,null,null,501,1.605326819066879E-4,{"$f":"X514*'Back, Results'!$D$15","v":16.053268190668788},1.8993234855516577E-4]
[null,null,null,null,null,null,null,null,null,null,null,null,null,null,null,null,null,null,null,null,null,null,502,1.612326739697469E-4,{"$f":"X515*'Back, Results'!$D$15","v":16.12326739697469},1.8993234855516577E-4]
[null,null,null,null,null,null,null,null,null,null,null,null,null,null,null,null,null,null,null,null,null,null,503,1.626326580958649E-4,{"$f":"X516*'Back, Results'!$D$15","v":16.263265809586489},1.8993234855516577E-4]
[null,null,null,null,null,null,null,null,null,null,null,null,null,null,null,null,null,null,null,null,null,null,504,1.6333265015892391E-4,{"$f":"X517*'Back, Results'!$D$15","v":16.33326501589239},1.8993234855516577E-4]
[null,null,null,null,null,null,null,null,null,null,null,null,null,null,null,null,null,null,null,null,null,null,505,1.6403264222198289E-4,{"$f":"X518*'Back, Results'!$D$15","v":16.403264222198288},1.8993234855516577E-4]
[null,null,null,null,null,null,null,null,null,null,null,null,null,null,null,null,null,null,null,null,null,null,506,1.647326342850419E-4,{"$f":"X519*'Back, Results'!$D$15","v":16.47326342850419},1.8993234855516577E-4]
[null,null,null,null,null,null,null,null,null,null,null,null,null,null,null,null,null,null,null,null,null,null,507,1.6543262634810091E-4,{"$f":"X520*'Back, Results'!$D$15","v":16.543262634810091},1.8993234855516577E-4]
[null,null,null,null,null,null,null,null,null,null,null,null,null,null,null,null,null,null,null,null,null,null,508,1.6613261841115989E-4,{"$f":"X521*'Back, Results'!$D$15","v":16.613261841115989},1.8993234855516577E-4]
[null,null,null,null,null,null,null,null,null,null,null,null,null,null,null,null,null,null,null,null,null,null,509,1.668326104742189E-4,{"$f":"X522*'Back, Results'!$D$15","v":16.68326104742189},1.8993234855516577E-4]
[null,null,null,null,null,null,null,null,null,null,null,null,null,null,null,null,null,null,null,null,null,null,510,1.6753260253727788E-4,{"$f":"X523*'Back, Results'!$D$15","v":16.753260253727788},1.8993234855516577E-4]
[null,null,null,null,null,null,null,null,null,null,null,null,null,null,null,null,null,null,null,null,null,null,511,1.6613261841115989E-4,{"$f":"X524*'Back, Results'!$D$15","v":16.613261841115989},1.8993234855516577E-4]
[null,null,null,null,null,null,null,null,null,null,null,null,null,null,null,null,null,null,null,null,null,null,512,1.6753260253727788E-4,{"$f":"X525*'Back, Results'!$D$15","v":16.753260253727788},1.8993234855516577E-4]
[null,null,null,null,null,null,null,null,null,null,null,null,null,null,null,null,null,null,null,null,null,null,513,1.6823259460033689E-4,{"$f":"X526*'Back, Results'!$D$15","v":16.82325946003369},1.8993234855516577E-4]
[null,null,null,null,null,null,null,null,null,null,null,null,null,null,null,null,null,null,null,null,null,null,514,1.6823259460033689E-4,{"$f":"X527*'Back, Results'!$D$15","v":16.82325946003369},1.8923235649210676E-4]
[null,null,null,null,null,null,null,null,null,null,null,null,null,null,null,null,null,null,null,null,null,null,515,1.6823259460033689E-4,{"$f":"X528*'Back, Results'!$D$15","v":16.82325946003369},1.8923235649210676E-4]
[null,null,null,null,null,null,null,null,null,null,null,null,null,null,null,null,null,null,null,null,null,null,516,1.689325866633959E-4,{"$f":"X529*'Back, Results'!$D$15","v":16.893258666339591},1.8923235649210676E-4]
[null,null,null,null,null,null,null,null,null,null,null,null,null,null,null,null,null,null,null,null,null,null,517,1.6823259460033689E-4,{"$f":"X530*'Back, Results'!$D$15","v":16.82325946003369},1.8923235649210676E-4]
[null,null,null,null,null,null,null,null,null,null,null,null,null,null,null,null,null,null,null,null,null,null,518,1.6823259460033689E-4,{"$f":"X531*'Back, Results'!$D$15","v":16.82325946003369},1.8923235649210676E-4]
[null,null,null,null,null,null,null,null,null,null,null,null,null,null,null,null,null,null,null,null,null,null,519,1.6963257872645488E-4,{"$f":"X532*'Back, Results'!$D$15","v":16.963257872645489},1.8923235649210676E-4]
[null,null,null,null,null,null,null,null,null,null,null,null,null,null,null,null,null,null,null,null,null,null,520,1.6963257872645488E-4,{"$f":"X533*'Back, Results'!$D$15","v":16.963257872645489},1.8923235649210676E-4]
[null,null,null,null,null,null,null,null,null,null,null,null,null,null,null,null,null,null,null,null,null,null,521,1.689325866633959E-4,{"$f":"X534*'Back, Results'!$D$15","v":16.893258666339591},1.8923235649210676E-4]
[null,null,null,null,null,null,null,null,null,null,null,null,null,null,null,null,null,null,null,null,null,null,522,1.689325866633959E-4,{"$f":"X535*'Back, Results'!$D$15","v":16.893258666339591},1.8923235649210676E-4]
[null,null,null,null,null,null,null,null,null,null,null,null,null,null,null,null,null,null,null,null,null,null,523,1.7033257078951389E-4,{"$f":"X536*'Back, Results'!$D$15","v":17.03325707895139},1.8923235649210676E-4]
[null,null,null,null,null,null,null,null,null,null,null,null,null,null,null,null,null,null,null,null,null,null,524,1.7103256285257284E-4,{"$f":"X537*'Back, Results'!$D$15","v":17.103256285257284},1.8923235649210676E-4]
[null,null,null,null,null,null,null,null,null,null,null,null,null,null,null,null,null,null,null,null,null,null,525,1.7103256285257284E-4,{"$f":"X538*'Back, Results'!$D$15","v":17.103256285257284},1.8923235649210676E-4]
[null,null,null,null,null,null,null,null,null,null,null,null,null,null,null,null,null,null,null,null,null,null,526,1.7173255491563185E-4,{"$f":"X539*'Back, Results'!$D$15","v":17.173255491563186},1.8923235649210676E-4]
[null,null,null,null,null,null,null,null,null,null,null,null,null,null,null,null,null,null,null,null,null,null,527,1.7313253904174984E-4,{"$f":"X540*'Back, Results'!$D$15","v":17.313253904174985},1.8923235649210676E-4]
[null,null,null,null,null,null,null,null,null,null,null,null,null,null,null,null,null,null,null,null,null,null,528,1.7243254697869089E-4,{"$f":"X541*'Back, Results'!$D$15","v":17.243254697869087},1.8923235649210676E-4]
[null,null,null,null,null,null,null,null,null,null,null,null,null,null,null,null,null,null,null,null,null,null,529,1.7173255491563185E-4,{"$f":"X542*'Back, Results'!$D$15","v":17.173255491563186},1.8923235649210676E-4]
[null,null,null,null,null,null,null,null,null,null,null,null,null,null,null,null,null,null,null,null,null,null,530,1.7103256285257284E-4,{"$f":"X543*'Back, Results'!$D$15","v":17.103256285257284},1.8923235649210676E-4]
[null,null,null,null,null,null,null,null,null,null,null,null,null,null,null,null,null,null,null,null,null,null,531,1.7033257078951389E-4,{"$f":"X544*'Back, Results'!$D$15","v":17.03325707895139},1.8923235649210676E-4]
[null,null,null,null,null,null,null,null,null,null,null,null,null,null,null,null,null,null,null,null,null,null,532,1.7103256285257284E-4,{"$f":"X545*'Back, Results'!$D$15","v":17.103256285257284},1.8923235649210676E-4]
[null,null,null,null,null,null,null,null,null,null,null,null,null,null,null,null,null,null,null,null,null,null,533,1.7243254697869089E-4,{"$f":"X546*'Back, Results'!$D$15","v":17.243254697869087},1.8923235649210676E-4]
[null,null,null,null,null,null,null,null,null,null,null,null,null,null,null,null,null,null,null,null,null,null,534,1.7313253904174984E-4,{"$f":"X547*'Back, Results'!$D$15","v":17.313253904174985},1.8923235649210676E-4]
[null,null,null,null,null,null,null,null,null,null,null,null,null,null,null,null,null,null,null,null,null,null,535,1.7313253904174984E-4,{"$f":"X548*'Back, Results'!$D$15","v":17.313253904174985},1.8853236442904775E-4]
[null,null,null,null,null,null,null,null,null,null,null,null,null,null,null,null,null,null,null,null,null,null,536,1.7313253904174984E-4,{"$f":"X549*'Back, Results'!$D$15","v":17.313253904174985},1.8853236442904775E-4]
[null,null,null,null,null,null,null,null,null,null,null,null,null,null,null,null,null,null,null,null,null,null,537,1.7383253110480885E-4,{"$f":"X550*'Back, Results'!$D$15","v":17.383253110480887},1.8853236442904775E-4]
[null,null,null,null,null,null,null,null,null,null,null,null,null,null,null,null,null,null,null,null,null,null,538,1.7243254697869089E-4,{"$f":"X551*'Back, Results'!$D$15","v":17.243254697869087},1.8853236442904775E-4]
[null,null,null,null,null,null,null,null,null,null,null,null,null,null,null,null,null,null,null,null,null,null,539,1.7173255491563185E-4,{"$f":"X552*'Back, Results'!$D$15","v":17.173255491563186},1.8853236442904775E-4]
[null,null,null,null,null,null,null,null,null,null,null,null,null,null,null,null,null,null,null,null,null,null,540,1.6963257872645488E-4,{"$f":"X553*'Back, Results'!$D$15","v":16.963257872645489},1.8853236442904775E-4]
[null,null,null,null,null,null,null,null,null,null,null,null,null,null,null,null,null,null,null,null,null,null,541,1.7103256285257284E-4,{"$f":"X554*'Back, Results'!$D$15","v":17.103256285257284},1.8853236442904775E-4]
[null,null,null,null,null,null,null,null,null,null,null,null,null,null,null,null,null,null,null,null,null,null,542,1.7243254697869089E-4,{"$f":"X555*'Back, Results'!$D$15","v":17.243254697869087},1.8853236442904775E-4]
[null,null,null,null,null,null,null,null,null,null,null,null,null,null,null,null,null,null,null,null,null,null,543,1.7173255491563185E-4,{"$f":"X556*'Back, Results'!$D$15","v":17.173255491563186},1.8853236442904775E-4]
[null,null,null,null,null,null,null,null,null,null,null,null,null,null,null,null,null,null,null,null,null,null,544,1.7033257078951389E-4,{"$f":"X557*'Back, Results'!$D$15","v":17.03325707895139},1.8853236442904775E-4]
[null,null,null,null,null,null,null,null,null,null,null,null,null,null,null,null,null,null,null,null,null,null,545,1.7103256285257284E-4,{"$f":"X558*'Back, Results'!$D$15","v":17.103256285257284},1.8853236442904775E-4]
[null,null,null,null,null,null,null,null,null,null,null,null,null,null,null,null,null,null,null,null,null,null,546,1.6963257872645488E-4,{"$f":"X559*'Back, Results'!$D$15","v":16.963257872645489},1.8853236442904775E-4]
[null,null,null,null,null,null,null,null,null,null,null,null,null,null,null,null,null,null,null,null,null,null,547,1.6963257872645488E-4,{"$f":"X560*'Back, Results'!$D$15","v":16.963257872645489},1.8853236442904775E-4]
[null,null,null,null,null,null,null,null,null,null,null,null,null,null,null,null,null,null,null,null,null,null,548,1.6963257872645488E-4,{"$f":"X561*'Back, Results'!$D$15","v":16.963257872645489},1.8853236442904775E-4]
[null,null,null,null,null,null,null,null,null,null,null,null,null,null,null,null,null,null,null,null,null,null,549,1.7033257078951389E-4,{"$f":"X562*'Back, Results'!$D$15","v":17.03325707895139},1.8853236442904775E-4]
[null,null,null,null,null,null,null,null,null,null,null,null,null,null,null,null,null,null,null,null,null,null,550,1.7173255491563185E-4,{"$f":"X563*'Back, Results'!$D$15","v":17.173255491563186},1.8853236442904775E-4]
[null,null,null,null,null,null,null,null,null,null,null,null,null,null,null,null,null,null,null,null,null,null,551,1.7243254697869089E-4,{"$f":"X564*'Back, Results'!$D$15","v":17.243254697869087},1.8853236442904775E-4]
[null,null,null,null,null,null,null,null,null,null,null,null,null,null,null,null,null,null,null,null,null,null,552,1.7523251523092684E-4,{"$f":"X565*'Back, Results'!$D$15","v":17.523251523092686},1.8853236442904775E-4]
[null,null,null,null,null,null,null,null,null,null,null,null,null,null,null,null,null,null,null,null,null,null,553,1.7803248348316283E-4,{"$f":"X566*'Back, Results'!$D$15","v":17.803248348316284},1.8853236442904775E-4]
[null,null,null,null,null,null,null,null,null,null,null,null,null,null,null,null,null,null,null,null,null,null,554,1.8083245173539881E-4,{"$f":"X567*'Back, Results'!$D$15","v":18.083245173539879},1.8783237236598876E-4]
[null,null,null,null,null,null,null,null,null,null,null,null,null,null,null,null,null,null,null,null,null,null,555,1.7943246760928082E-4,{"$f":"X568*'Back, Results'!$D$15","v":17.943246760928083},1.8783237236598876E-4]
[null,null,null,null,null,null,null,null,null,null,null,null,null,null,null,null,null,null,null,null,null,null,556,1.7803248348316283E-4,{"$f":"X569*'Back, Results'!$D$15","v":17.803248348316284},1.8783237236598876E-4]
[null,null,null,null,null,null,null,null,null,null,null,null,null,null,null,null,null,null,null,null,null,null,557,1.7873247554622181E-4,{"$f":"X570*'Back, Results'!$D$15","v":17.873247554622182},1.8783237236598876E-4]
[null,null,null,null,null,null,null,null,null,null,null,null,null,null,null,null,null,null,null,null,null,null,558,1.8013245967233983E-4,{"$f":"X571*'Back, Results'!$D$15","v":18.013245967233981},1.8783237236598876E-4]
[null,null,null,null,null,null,null,null,null,null,null,null,null,null,null,null,null,null,null,null,null,null,559,1.8083245173539881E-4,{"$f":"X572*'Back, Results'!$D$15","v":18.083245173539879},1.8783237236598876E-4]
[null,null,null,null,null,null,null,null,null,null,null,null,null,null,null,null,null,null,null,null,null,null,560,1.8083245173539881E-4,{"$f":"X573*'Back, Results'!$D$15","v":18.083245173539879},1.8783237236598876E-4]
[null,null,null,null,null,null,null,null,null,null,null,null,null,null,null,null,null,null,null,null,null,null,561,1.7943246760928082E-4,{"$f":"X574*'Back, Results'!$D$15","v":17.943246760928083},1.8783237236598876E-4]
[null,null,null,null,null,null,null,null,null,null,null,null,null,null,null,null,null,null,null,null,null,null,562,1.7943246760928082E-4,{"$f":"X575*'Back, Results'!$D$15","v":17.943246760928083},1.8783237236598876E-4]
[null,null,null,null,null,null,null,null,null,null,null,null,null,null,null,null,null,null,null,null,null,null,563,1.7943246760928082E-4,{"$f":"X576*'Back, Results'!$D$15","v":17.943246760928083},1.8783237236598876E-4]
[null,null,null,null,null,null,null,null,null,null,null,null,null,null,null,null,null,null,null,null,null,null,564,1.7943246760928082E-4,{"$f":"X577*'Back, Results'!$D$15","v":17.943246760928083},1.8783237236598876E-4]
[null,null,null,null,null,null,null,null,null,null,null,null,null,null,null,null,null,null,null,null,null,null,565,1.7943246760928082E-4,{"$f":"X578*'Back, Results'!$D$15","v":17.943246760928083},1.8783237236598876E-4]
[null,null,null,null,null,null,null,null,null,null,null,null,null,null,null,null,null,null,null,null,null,null,566,1.7663249935704484E-4,{"$f":"X579*'Back, Results'!$D$15","v":17.663249935704485},1.8783237236598876E-4]
[null,null,null,null,null,null,null,null,null,null,null,null,null,null,null,null,null,null,null,null,null,null,567,1.7313253904174984E-4,{"$f":"X580*'Back, Results'!$D$15","v":17.313253904174985},1.8783237236598876E-4]
[null,null,null,null,null,null,null,null,null,null,null,null,null,null,null,null,null,null,null,null,null,null,568,1.7173255491563185E-4,{"$f":"X581*'Back, Results'!$D$15","v":17.173255491563186},1.8783237236598876E-4]
[null,null,null,null,null,null,null,null,null,null,null,null,null,null,null,null,null,null,null,null,null,null,569,1.7453252316786783E-4,{"$f":"X582*'Back, Results'!$D$15","v":17.453252316786784},1.8783237236598876E-4]
[null,null,null,null,null,null,null,null,null,null,null,null,null,null,null,null,null,null,null,null,null,null,570,1.8083245173539881E-4,{"$f":"X583*'Back, Results'!$D$15","v":18.083245173539879},1.8783237236598876E-4]
[null,null,null,null,null,null,null,null,null,null,null,null,null,null,null,null,null,null,null,null,null,null,571,1.8503240411375276E-4,{"$f":"X584*'Back, Results'!$D$15","v":18.503240411375277},1.8783237236598876E-4]
[null,null,null,null,null,null,null,null,null,null,null,null,null,null,null,null,null,null,null,null,null,null,572,1.8783237236598876E-4,{"$f":"X585*'Back, Results'!$D$15","v":18.783237236598875},1.8783237236598876E-4]
[null,null,null,null,null,null,null,null,null,null,null,null,null,null,null,null,null,null,null,null,null,null,573,1.9063234061822475E-4,{"$f":"X586*'Back, Results'!$D$15","v":19.063234061822474},1.8783237236598876E-4]
[null,null,null,null,null,null,null,null,null,null,null,null,null,null,null,null,null,null,null,null,null,null,574,1.8783237236598876E-4,{"$f":"X587*'Back, Results'!$D$15","v":18.783237236598875},1.8783237236598876E-4]
[null,null,null,null,null,null,null,null,null,null,null,null,null,null,null,null,null,null,null,null,null,null,575,1.8503240411375276E-4,{"$f":"X588*'Back, Results'!$D$15","v":18.503240411375277},1.8783237236598876E-4]
[null,null,null,null,null,null,null,null,null,null,null,null,null,null,null,null,null,null,null,null,null,null,576,1.8433241205069377E-4,{"$f":"X589*'Back, Results'!$D$15","v":18.433241205069379},1.8783237236598876E-4]
[null,null,null,null,null,null,null,null,null,null,null,null,null,null,null,null,null,null,null,null,null,null,577,1.8573239617681176E-4,{"$f":"X590*'Back, Results'!$D$15","v":18.573239617681175},1.8783237236598876E-4]
[null,null,null,null,null,null,null,null,null,null,null,null,null,null,null,null,null,null,null,null,null,null,578,1.8713238030292976E-4,{"$f":"X591*'Back, Results'!$D$15","v":18.713238030292974},1.8783237236598876E-4]
[null,null,null,null,null,null,null,null,null,null,null,null,null,null,null,null,null,null,null,null,null,null,579,1.8923235649210676E-4,{"$f":"X592*'Back, Results'!$D$15","v":18.923235649210675},1.8783237236598876E-4]
[null,null,null,null,null,null,null,null,null,null,null,null,null,null,null,null,null,null,null,null,null,null,580,1.9063234061822475E-4,{"$f":"X593*'Back, Results'!$D$15","v":19.063234061822474},1.8713238030292976E-4]
[null,null,null,null,null,null,null,null,null,null,null,null,null,null,null,null,null,null,null,null,null,null,581,1.9133233268128376E-4,{"$f":"X594*'Back, Results'!$D$15","v":19.133233268128375},1.8713238030292976E-4]
[null,null,null,null,null,null,null,null,null,null,null,null,null,null,null,null,null,null,null,null,null,null,582,1.9273231680740175E-4,{"$f":"X595*'Back, Results'!$D$15","v":19.273231680740174},1.8713238030292976E-4]
[null,null,null,null,null,null,null,null,null,null,null,null,null,null,null,null,null,null,null,null,null,null,583,1.9133233268128376E-4,{"$f":"X596*'Back, Results'!$D$15","v":19.133233268128375},1.8713238030292976E-4]
[null,null,null,null,null,null,null,null,null,null,null,null,null,null,null,null,null,null,null,null,null,null,584,1.9063234061822475E-4,{"$f":"X597*'Back, Results'!$D$15","v":19.063234061822474},1.8713238030292976E-4]
[null,null,null,null,null,null,null,null,null,null,null,null,null,null,null,null,null,null,null,null,null,null,585,1.8993234855516577E-4,{"$f":"X598*'Back, Results'!$D$15","v":18.993234855516576},1.8713238030292976E-4]
[null,null,null,null,null,null,null,null,null,null,null,null,null,null,null,null,null,null,null,null,null,null,586,1.8433241205069377E-4,{"$f":"X599*'Back, Results'!$D$15","v":18.433241205069379},1.8713238030292976E-4]
[null,null,null,null,null,null,null,null,null,null,null,null,null,null,null,null,null,null,null,null,null,null,587,1.7803248348316283E-4,{"$f":"X600*'Back, Results'!$D$15","v":17.803248348316284},1.8713238030292976E-4]
[null,null,null,null,null,null,null,null,null,null,null,null,null,null,null,null,null,null,null,null,null,null,588,1.7733249142010382E-4,{"$f":"X601*'Back, Results'!$D$15","v":17.733249142010383},1.8713238030292976E-4]
[null,null,null,null,null,null,null,null,null,null,null,null,null,null,null,null,null,null,null,null,null,null,589,1.7523251523092684E-4,{"$f":"X602*'Back, Results'!$D$15","v":17.523251523092686},1.8713238030292976E-4]
[null,null,null,null,null,null,null,null,null,null,null,null,null,null,null,null,null,null,null,null,null,null,590,1.7313253904174984E-4,{"$f":"X603*'Back, Results'!$D$15","v":17.313253904174985},1.8713238030292976E-4]
[null,null,null,null,null,null,null,null,null,null,null,null,null,null,null,null,null,null,null,null,null,null,591,1.6963257872645488E-4,{"$f":"X604*'Back, Results'!$D$15","v":16.963257872645489},1.8713238030292976E-4]
[null,null,null,null,null,null,null,null,null,null,null,null,null,null,null,null,null,null,null,null,null,null,592,1.6753260253727788E-4,{"$f":"X605*'Back, Results'!$D$15","v":16.753260253727788},1.8713238030292976E-4]
[null,null,null,null,null,null,null,null,null,null,null,null,null,null,null,null,null,null,null,null,null,null,593,1.6753260253727788E-4,{"$f":"X606*'Back, Results'!$D$15","v":16.753260253727788},1.8713238030292976E-4]
[null,null,null,null,null,null,null,null,null,null,null,null,null,null,null,null,null,null,null,null,null,null,594,1.6753260253727788E-4,{"$f":"X607*'Back, Results'!$D$15","v":16.753260253727788},1.8713238030292976E-4]
[null,null,null,null,null,null,null,null,null,null,null,null,null,null,null,null,null,null,null,null,null,null,595,1.6753260253727788E-4,{"$f":"X608*'Back, Results'!$D$15","v":16.753260253727788},1.8713238030292976E-4]
[null,null,null,null,null,null,null,null,null,null,null,null,null,null,null,null,null,null,null,null,null,null,596,1.689325866633959E-4,{"$f":"X609*'Back, Results'!$D$15","v":16.893258666339591},1.8713238030292976E-4]
[null,null,null,null,null,null,null,null,null,null,null,null,null,null,null,null,null,null,null,null,null,null,597,1.6753260253727788E-4,{"$f":"X610*'Back, Results'!$D$15","v":16.753260253727788},1.8713238030292976E-4]
[null,null,null,null,null,null,null,null,null,null,null,null,null,null,null,null,null,null,null,null,null,null,598,1.668326104742189E-4,{"$f":"X611*'Back, Results'!$D$15","v":16.68326104742189},1.8713238030292976E-4]
[null,null,null,null,null,null,null,null,null,null,null,null,null,null,null,null,null,null,null,null,null,null,599,1.6613261841115989E-4,{"$f":"X612*'Back, Results'!$D$15","v":16.613261841115989},1.8643238823987077E-4]
[null,null,null,null,null,null,null,null,null,null,null,null,null,null,null,null,null,null,null,null,null,null,600,1.6543262634810091E-4,{"$f":"X613*'Back, Results'!$D$15","v":16.543262634810091},1.8643238823987077E-4]
[null,null,null,null,null,null,null,null,null,null,null,null,null,null,null,null,null,null,null,null,null,null,601,1.6543262634810091E-4,{"$f":"X614*'Back, Results'!$D$15","v":16.543262634810091},1.8643238823987077E-4]
[null,null,null,null,null,null,null,null,null,null,null,null,null,null,null,null,null,null,null,null,null,null,602,1.6543262634810091E-4,{"$f":"X615*'Back, Results'!$D$15","v":16.543262634810091},1.8643238823987077E-4]
[null,null,null,null,null,null,null,null,null,null,null,null,null,null,null,null,null,null,null,null,null,null,603,1.6613261841115989E-4,{"$f":"X616*'Back, Results'!$D$15","v":16.613261841115989},1.8643238823987077E-4]
[null,null,null,null,null,null,null,null,null,null,null,null,null,null,null,null,null,null,null,null,null,null,604,1.6753260253727788E-4,{"$f":"X617*'Back, Results'!$D$15","v":16.753260253727788},1.8643238823987077E-4]
[null,null,null,null,null,null,null,null,null,null,null,null,null,null,null,null,null,null,null,null,null,null,605,1.6753260253727788E-4,{"$f":"X618*'Back, Results'!$D$15","v":16.753260253727788},1.8643238823987077E-4]
[null,null,null,null,null,null,null,null,null,null,null,null,null,null,null,null,null,null,null,null,null,null,606,1.6823259460033689E-4,{"$f":"X619*'Back, Results'!$D$15","v":16.82325946003369},1.8643238823987077E-4]
[null,null,null,null,null,null,null,null,null,null,null,null,null,null,null,null,null,null,null,null,null,null,607,1.6753260253727788E-4,{"$f":"X620*'Back, Results'!$D$15","v":16.753260253727788},1.8643238823987077E-4]
[null,null,null,null,null,null,null,null,null,null,null,null,null,null,null,null,null,null,null,null,null,null,608,1.668326104742189E-4,{"$f":"X621*'Back, Results'!$D$15","v":16.68326104742189},1.8643238823987077E-4]
[null,null,null,null,null,null,null,null,null,null,null,null,null,null,null,null,null,null,null,null,null,null,609,1.668326104742189E-4,{"$f":"X622*'Back, Results'!$D$15","v":16.68326104742189},1.8643238823987077E-4]
[null,null,null,null,null,null,null,null,null,null,null,null,null,null,null,null,null,null,null,null,null,null,610,1.6613261841115989E-4,{"$f":"X623*'Back, Results'!$D$15","v":16.613261841115989},1.8643238823987077E-4]
[null,null,null,null,null,null,null,null,null,null,null,null,null,null,null,null,null,null,null,null,null,null,611,1.647326342850419E-4,{"$f":"X624*'Back, Results'!$D$15","v":16.47326342850419},1.8643238823987077E-4]
[null,null,null,null,null,null,null,null,null,null,null,null,null,null,null,null,null,null,null,null,null,null,612,1.626326580958649E-4,{"$f":"X625*'Back, Results'!$D$15","v":16.263265809586489},1.8643238823987077E-4]
[null,null,null,null,null,null,null,null,null,null,null,null,null,null,null,null,null,null,null,null,null,null,613,1.612326739697469E-4,{"$f":"X626*'Back, Results'!$D$15","v":16.12326739697469},1.8573239617681176E-4]
[null,null,null,null,null,null,null,null,null,null,null,null,null,null,null,null,null,null,null,null,null,null,614,1.5843270571751092E-4,{"$f":"X627*'Back, Results'!$D$15","v":15.843270571751093},1.8573239617681176E-4]
[null,null,null,null,null,null,null,null,null,null,null,null,null,null,null,null,null,null,null,null,null,null,615,1.5773271365445191E-4,{"$f":"X628*'Back, Results'!$D$15","v":15.773271365445192},1.8573239617681176E-4]
[null,null,null,null,null,null,null,null,null,null,null,null,null,null,null,null,null,null,null,null,null,null,616,1.5843270571751092E-4,{"$f":"X629*'Back, Results'!$D$15","v":15.843270571751093},1.8573239617681176E-4]
[null,null,null,null,null,null,null,null,null,null,null,null,null,null,null,null,null,null,null,null,null,null,617,1.5983268984362891E-4,{"$f":"X630*'Back, Results'!$D$15","v":15.983268984362891},1.8573239617681176E-4]
[null,null,null,null,null,null,null,null,null,null,null,null,null,null,null,null,null,null,null,null,null,null,618,1.605326819066879E-4,{"$f":"X631*'Back, Results'!$D$15","v":16.053268190668788},1.8573239617681176E-4]
[null,null,null,null,null,null,null,null,null,null,null,null,null,null,null,null,null,null,null,null,null,null,619,1.612326739697469E-4,{"$f":"X632*'Back, Results'!$D$15","v":16.12326739697469},1.8573239617681176E-4]
[null,null,null,null,null,null,null,null,null,null,null,null,null,null,null,null,null,null,null,null,null,null,620,1.626326580958649E-4,{"$f":"X633*'Back, Results'!$D$15","v":16.263265809586489},1.8573239617681176E-4]
[null,null,null,null,null,null,null,null,null,null,null,null,null,null,null,null,null,null,null,null,null,null,621,1.6403264222198289E-4,{"$f":"X634*'Back, Results'!$D$15","v":16.403264222198288},1.8573239617681176E-4]
[null,null,null,null,null,null,null,null,null,null,null,null,null,null,null,null,null,null,null,null,null,null,622,1.6613261841115989E-4,{"$f":"X635*'Back, Results'!$D$15","v":16.613261841115989},1.8573239617681176E-4]
[null,null,null,null,null,null,null,null,null,null,null,null,null,null,null,null,null,null,null,null,null,null,623,1.6823259460033689E-4,{"$f":"X636*'Back, Results'!$D$15","v":16.82325946003369},1.8573239617681176E-4]
[null,null,null,null,null,null,null,null,null,null,null,null,null,null,null,null,null,null,null,null,null,null,624,1.668326104742189E-4,{"$f":"X637*'Back, Results'!$D$15","v":16.68326104742189},1.8573239617681176E-4]
[null,null,null,null,null,null,null,null,null,null,null,null,null,null,null,null,null,null,null,null,null,null,625,1.6613261841115989E-4,{"$f":"X638*'Back, Results'!$D$15","v":16.613261841115989},1.8573239617681176E-4]
[null,null,null,null,null,null,null,null,null,null,null,null,null,null,null,null,null,null,null,null,null,null,626,1.668326104742189E-4,{"$f":"X639*'Back, Results'!$D$15","v":16.68326104742189},1.8573239617681176E-4]
[null,null,null,null,null,null,null,null,null,null,null,null,null,null,null,null,null,null,null,null,null,null,627,1.6753260253727788E-4,{"$f":"X640*'Back, Results'!$D$15","v":16.753260253727788},1.8573239617681176E-4]
[null,null,null,null,null,null,null,null,null,null,null,null,null,null,null,null,null,null,null,null,null,null,628,1.7033257078951389E-4,{"$f":"X641*'Back, Results'!$D$15","v":17.03325707895139},1.8573239617681176E-4]
[null,null,null,null,null,null,null,null,null,null,null,null,null,null,null,null,null,null,null,null,null,null,629,1.7313253904174984E-4,{"$f":"X642*'Back, Results'!$D$15","v":17.313253904174985},1.8573239617681176E-4]
[null,null,null,null,null,null,null,null,null,null,null,null,null,null,null,null,null,null,null,null,null,null,630,1.7943246760928082E-4,{"$f":"X643*'Back, Results'!$D$15","v":17.943246760928083},1.8573239617681176E-4]
[null,null,null,null,null,null,null,null,null,null,null,null,null,null,null,null,null,null,null,null,null,null,631,1.8013245967233983E-4,{"$f":"X644*'Back, Results'!$D$15","v":18.013245967233981},1.8573239617681176E-4]
[null,null,null,null,null,null,null,null,null,null,null,null,null,null,null,null,null,null,null,null,null,null,632,1.7873247554622181E-4,{"$f":"X645*'Back, Results'!$D$15","v":17.873247554622182},1.8573239617681176E-4]
[null,null,null,null,null,null,null,null,null,null,null,null,null,null,null,null,null,null,null,null,null,null,633,1.8153244379845782E-4,{"$f":"X646*'Back, Results'!$D$15","v":18.153244379845781},1.8573239617681176E-4]
[null,null,null,null,null,null,null,null,null,null,null,null,null,null,null,null,null,null,null,null,null,null,634,1.8153244379845782E-4,{"$f":"X647*'Back, Results'!$D$15","v":18.153244379845781},1.8573239617681176E-4]
[null,null,null,null,null,null,null,null,null,null,null,null,null,null,null,null,null,null,null,null,null,null,635,1.7943246760928082E-4,{"$f":"X648*'Back, Results'!$D$15","v":17.943246760928083},1.8573239617681176E-4]
[null,null,null,null,null,null,null,null,null,null,null,null,null,null,null,null,null,null,null,null,null,null,636,1.7663249935704484E-4,{"$f":"X649*'Back, Results'!$D$15","v":17.663249935704485},1.8573239617681176E-4]
[null,null,null,null,null,null,null,null,null,null,null,null,null,null,null,null,null,null,null,null,null,null,637,1.689325866633959E-4,{"$f":"X650*'Back, Results'!$D$15","v":16.893258666339591},1.8503240411375276E-4]
[null,null,null,null,null,null,null,null,null,null,null,null,null,null,null,null,null,null,null,null,null,null,638,1.6963257872645488E-4,{"$f":"X651*'Back, Results'!$D$15","v":16.963257872645489},1.8503240411375276E-4]
[null,null,null,null,null,null,null,null,null,null,null,null,null,null,null,null,null,null,null,null,null,null,639,1.7243254697869089E-4,{"$f":"X652*'Back, Results'!$D$15","v":17.243254697869087},1.8503240411375276E-4]
[null,null,null,null,null,null,null,null,null,null,null,null,null,null,null,null,null,null,null,null,null,null,640,1.7383253110480885E-4,{"$f":"X653*'Back, Results'!$D$15","v":17.383253110480887},1.8503240411375276E-4]
[null,null,null,null,null,null,null,null,null,null,null,null,null,null,null,null,null,null,null,null,null,null,641,1.7453252316786783E-4,{"$f":"X654*'Back, Results'!$D$15","v":17.453252316786784},1.8503240411375276E-4]
[null,null,null,null,null,null,null,null,null,null,null,null,null,null,null,null,null,null,null,null,null,null,642,1.7383253110480885E-4,{"$f":"X655*'Back, Results'!$D$15","v":17.383253110480887},1.8503240411375276E-4]
[null,null,null,null,null,null,null,null,null,null,null,null,null,null,null,null,null,null,null,null,null,null,643,1.7383253110480885E-4,{"$f":"X656*'Back, Results'!$D$15","v":17.383253110480887},1.8503240411375276E-4]
[null,null,null,null,null,null,null,null,null,null,null,null,null,null,null,null,null,null,null,null,null,null,644,1.7453252316786783E-4,{"$f":"X657*'Back, Results'!$D$15","v":17.453252316786784},1.8503240411375276E-4]
[null,null,null,null,null,null,null,null,null,null,null,null,null,null,null,null,null,null,null,null,null,null,645,1.7523251523092684E-4,{"$f":"X658*'Back, Results'!$D$15","v":17.523251523092686},1.8503240411375276E-4]
[null,null,null,null,null,null,null,null,null,null,null,null,null,null,null,null,null,null,null,null,null,null,646,1.7523251523092684E-4,{"$f":"X659*'Back, Results'!$D$15","v":17.523251523092686},1.8503240411375276E-4]
[null,null,null,null,null,null,null,null,null,null,null,null,null,null,null,null,null,null,null,null,null,null,647,1.7593250729398583E-4,{"$f":"X660*'Back, Results'!$D$15","v":17.593250729398584},1.8503240411375276E-4]
[null,null,null,null,null,null,null,null,null,null,null,null,null,null,null,null,null,null,null,null,null,null,648,1.7663249935704484E-4,{"$f":"X661*'Back, Results'!$D$15","v":17.663249935704485},1.8503240411375276E-4]
[null,null,null,null,null,null,null,null,null,null,null,null,null,null,null,null,null,null,null,null,null,null,649,1.7733249142010382E-4,{"$f":"X662*'Back, Results'!$D$15","v":17.733249142010383},1.8503240411375276E-4]
[null,null,null,null,null,null,null,null,null,null,null,null,null,null,null,null,null,null,null,null,null,null,650,1.8293242792457581E-4,{"$f":"X663*'Back, Results'!$D$15","v":18.29324279245758},1.8503240411375276E-4]
[null,null,null,null,null,null,null,null,null,null,null,null,null,null,null,null,null,null,null,null,null,null,651,1.8573239617681176E-4,{"$f":"X664*'Back, Results'!$D$15","v":18.573239617681175},1.8503240411375276E-4]
[null,null,null,null,null,null,null,null,null,null,null,null,null,null,null,null,null,null,null,null,null,null,652,1.8153244379845782E-4,{"$f":"X665*'Back, Results'!$D$15","v":18.153244379845781},1.8503240411375276E-4]
[null,null,null,null,null,null,null,null,null,null,null,null,null,null,null,null,null,null,null,null,null,null,653,1.7733249142010382E-4,{"$f":"X666*'Back, Results'!$D$15","v":17.733249142010383},1.8503240411375276E-4]
[null,null,null,null,null,null,null,null,null,null,null,null,null,null,null,null,null,null,null,null,null,null,654,1.7453252316786783E-4,{"$f":"X667*'Back, Results'!$D$15","v":17.453252316786784},1.8503240411375276E-4]
[null,null,null,null,null,null,null,null,null,null,null,null,null,null,null,null,null,null,null,null,null,null,655,1.7383253110480885E-4,{"$f":"X668*'Back, Results'!$D$15","v":17.383253110480887},1.8503240411375276E-4]
[null,null,null,null,null,null,null,null,null,null,null,null,null,null,null,null,null,null,null,null,null,null,656,1.7173255491563185E-4,{"$f":"X669*'Back, Results'!$D$15","v":17.173255491563186},1.8503240411375276E-4]
[null,null,null,null,null,null,null,null,null,null,null,null,null,null,null,null,null,null,null,null,null,null,657,1.689325866633959E-4,{"$f":"X670*'Back, Results'!$D$15","v":16.893258666339591},1.8503240411375276E-4]
[null,null,null,null,null,null,null,null,null,null,null,null,null,null,null,null,null,null,null,null,null,null,658,1.6753260253727788E-4,{"$f":"X671*'Back, Results'!$D$15","v":16.753260253727788},1.8503240411375276E-4]
[null,null,null,null,null,null,null,null,null,null,null,null,null,null,null,null,null,null,null,null,null,null,659,1.668326104742189E-4,{"$f":"X672*'Back, Results'!$D$15","v":16.68326104742189},1.8503240411375276E-4]
[null,null,null,null,null,null,null,null,null,null,null,null,null,null,null,null,null,null,null,null,null,null,660,1.647326342850419E-4,{"$f":"X673*'Back, Results'!$D$15","v":16.47326342850419},1.8503240411375276E-4]
[null,null,null,null,null,null,null,null,null,null,null,null,null,null,null,null,null,null,null,null,null,null,661,1.626326580958649E-4,{"$f":"X674*'Back, Results'!$D$15","v":16.263265809586489},1.8503240411375276E-4]
[null,null,null,null,null,null,null,null,null,null,null,null,null,null,null,null,null,null,null,null,null,null,662,1.626326580958649E-4,{"$f":"X675*'Back, Results'!$D$15","v":16.263265809586489},1.8503240411375276E-4]
[null,null,null,null,null,null,null,null,null,null,null,null,null,null,null,null,null,null,null,null,null,null,663,1.612326739697469E-4,{"$f":"X676*'Back, Results'!$D$15","v":16.12326739697469},1.8503240411375276E-4]
[null,null,null,null,null,null,null,null,null,null,null,null,null,null,null,null,null,null,null,null,null,null,664,1.626326580958649E-4,{"$f":"X677*'Back, Results'!$D$15","v":16.263265809586489},1.8503240411375276E-4]
[null,null,null,null,null,null,null,null,null,null,null,null,null,null,null,null,null,null,null,null,null,null,665,1.6333265015892391E-4,{"$f":"X678*'Back, Results'!$D$15","v":16.33326501589239},1.8503240411375276E-4]
[null,null,null,null,null,null,null,null,null,null,null,null,null,null,null,null,null,null,null,null,null,null,666,1.626326580958649E-4,{"$f":"X679*'Back, Results'!$D$15","v":16.263265809586489},1.8503240411375276E-4]
[null,null,null,null,null,null,null,null,null,null,null,null,null,null,null,null,null,null,null,null,null,null,667,1.626326580958649E-4,{"$f":"X680*'Back, Results'!$D$15","v":16.263265809586489},1.8503240411375276E-4]
[null,null,null,null,null,null,null,null,null,null,null,null,null,null,null,null,null,null,null,null,null,null,668,1.6333265015892391E-4,{"$f":"X681*'Back, Results'!$D$15","v":16.33326501589239},1.8503240411375276E-4]
[null,null,null,null,null,null,null,null,null,null,null,null,null,null,null,null,null,null,null,null,null,null,669,1.6333265015892391E-4,{"$f":"X682*'Back, Results'!$D$15","v":16.33326501589239},1.8503240411375276E-4]
[null,null,null,null,null,null,null,null,null,null,null,null,null,null,null,null,null,null,null,null,null,null,670,1.626326580958649E-4,{"$f":"X683*'Back, Results'!$D$15","v":16.263265809586489},1.8433241205069377E-4]
[null,null,null,null,null,null,null,null,null,null,null,null,null,null,null,null,null,null,null,null,null,null,671,1.6193266603280591E-4,{"$f":"X684*'Back, Results'!$D$15","v":16.193266603280591},1.8433241205069377E-4]
[null,null,null,null,null,null,null,null,null,null,null,null,null,null,null,null,null,null,null,null,null,null,672,1.612326739697469E-4,{"$f":"X685*'Back, Results'!$D$15","v":16.12326739697469},1.8433241205069377E-4]
[null,null,null,null,null,null,null,null,null,null,null,null,null,null,null,null,null,null,null,null,null,null,673,1.605326819066879E-4,{"$f":"X686*'Back, Results'!$D$15","v":16.053268190668788},1.8433241205069377E-4]
[null,null,null,null,null,null,null,null,null,null,null,null,null,null,null,null,null,null,null,null,null,null,674,1.591326977805699E-4,{"$f":"X687*'Back, Results'!$D$15","v":15.913269778056991},1.8433241205069377E-4]
[null,null,null,null,null,null,null,null,null,null,null,null,null,null,null,null,null,null,null,null,null,null,675,1.5843270571751092E-4,{"$f":"X688*'Back, Results'!$D$15","v":15.843270571751093},1.8433241205069377E-4]
[null,null,null,null,null,null,null,null,null,null,null,null,null,null,null,null,null,null,null,null,null,null,676,1.5843270571751092E-4,{"$f":"X689*'Back, Results'!$D$15","v":15.843270571751093},1.8433241205069377E-4]
[null,null,null,null,null,null,null,null,null,null,null,null,null,null,null,null,null,null,null,null,null,null,677,1.5843270571751092E-4,{"$f":"X690*'Back, Results'!$D$15","v":15.843270571751093},1.8433241205069377E-4]
[null,null,null,null,null,null,null,null,null,null,null,null,null,null,null,null,null,null,null,null,null,null,678,1.5843270571751092E-4,{"$f":"X691*'Back, Results'!$D$15","v":15.843270571751093},1.8433241205069377E-4]
[null,null,null,null,null,null,null,null,null,null,null,null,null,null,null,null,null,null,null,null,null,null,679,1.5843270571751092E-4,{"$f":"X692*'Back, Results'!$D$15","v":15.843270571751093},1.8433241205069377E-4]
[null,null,null,null,null,null,null,null,null,null,null,null,null,null,null,null,null,null,null,null,null,null,680,1.5843270571751092E-4,{"$f":"X693*'Back, Results'!$D$15","v":15.843270571751093},1.8433241205069377E-4]
[null,null,null,null,null,null,null,null,null,null,null,null,null,null,null,null,null,null,null,null,null,null,681,1.5843270571751092E-4,{"$f":"X694*'Back, Results'!$D$15","v":15.843270571751093},1.8433241205069377E-4]
[null,null,null,null,null,null,null,null,null,null,null,null,null,null,null,null,null,null,null,null,null,null,682,1.5773271365445191E-4,{"$f":"X695*'Back, Results'!$D$15","v":15.773271365445192},1.8433241205069377E-4]
[null,null,null,null,null,null,null,null,null,null,null,null,null,null,null,null,null,null,null,null,null,null,683,1.5843270571751092E-4,{"$f":"X696*'Back, Results'!$D$15","v":15.843270571751093},1.8433241205069377E-4]
[null,null,null,null,null,null,null,null,null,null,null,null,null,null,null,null,null,null,null,null,null,null,684,1.5843270571751092E-4,{"$f":"X697*'Back, Results'!$D$15","v":15.843270571751093},1.8433241205069377E-4]
[null,null,null,null,null,null,null,null,null,null,null,null,null,null,null,null,null,null,null,null,null,null,685,1.5843270571751092E-4,{"$f":"X698*'Back, Results'!$D$15","v":15.843270571751093},1.8433241205069377E-4]
[null,null,null,null,null,null,null,null,null,null,null,null,null,null,null,null,null,null,null,null,null,null,686,1.5773271365445191E-4,{"$f":"X699*'Back, Results'!$D$15","v":15.773271365445192},1.8433241205069377E-4]
[null,null,null,null,null,null,null,null,null,null,null,null,null,null,null,null,null,null,null,null,null,null,687,1.5703272159139296E-4,{"$f":"X700*'Back, Results'!$D$15","v":15.703272159139296},1.8433241205069377E-4]
[null,null,null,null,null,null,null,null,null,null,null,null,null,null,null,null,null,null,null,null,null,null,688,1.5703272159139296E-4,{"$f":"X701*'Back, Results'!$D$15","v":15.703272159139296},1.8433241205069377E-4]
[null,null,null,null,null,null,null,null,null,null,null,null,null,null,null,null,null,null,null,null,null,null,689,1.5843270571751092E-4,{"$f":"X702*'Back, Results'!$D$15","v":15.843270571751093},1.8433241205069377E-4]
[null,null,null,null,null,null,null,null,null,null,null,null,null,null,null,null,null,null,null,null,null,null,690,1.591326977805699E-4,{"$f":"X703*'Back, Results'!$D$15","v":15.913269778056991},1.8433241205069377E-4]
[null,null,null,null,null,null,null,null,null,null,null,null,null,null,null,null,null,null,null,null,null,null,691,1.605326819066879E-4,{"$f":"X704*'Back, Results'!$D$15","v":16.053268190668788},1.8433241205069377E-4]
[null,null,null,null,null,null,null,null,null,null,null,null,null,null,null,null,null,null,null,null,null,null,692,1.6193266603280591E-4,{"$f":"X705*'Back, Results'!$D$15","v":16.193266603280591},1.8433241205069377E-4]
[null,null,null,null,null,null,null,null,null,null,null,null,null,null,null,null,null,null,null,null,null,null,693,1.6193266603280591E-4,{"$f":"X706*'Back, Results'!$D$15","v":16.193266603280591},1.8363241998763476E-4]
[null,null,null,null,null,null,null,null,null,null,null,null,null,null,null,null,null,null,null,null,null,null,694,1.6193266603280591E-4,{"$f":"X707*'Back, Results'!$D$15","v":16.193266603280591},1.8363241998763476E-4]
[null,null,null,null,null,null,null,null,null,null,null,null,null,null,null,null,null,null,null,null,null,null,695,1.6333265015892391E-4,{"$f":"X708*'Back, Results'!$D$15","v":16.33326501589239},1.8363241998763476E-4]
[null,null,null,null,null,null,null,null,null,null,null,null,null,null,null,null,null,null,null,null,null,null,696,1.6403264222198289E-4,{"$f":"X709*'Back, Results'!$D$15","v":16.403264222198288},1.8363241998763476E-4]
[null,null,null,null,null,null,null,null,null,null,null,null,null,null,null,null,null,null,null,null,null,null,697,1.6403264222198289E-4,{"$f":"X710*'Back, Results'!$D$15","v":16.403264222198288},1.8363241998763476E-4]
[null,null,null,null,null,null,null,null,null,null,null,null,null,null,null,null,null,null,null,null,null,null,698,1.6403264222198289E-4,{"$f":"X711*'Back, Results'!$D$15","v":16.403264222198288},1.8363241998763476E-4]
[null,null,null,null,null,null,null,null,null,null,null,null,null,null,null,null,null,null,null,null,null,null,699,1.6403264222198289E-4,{"$f":"X712*'Back, Results'!$D$15","v":16.403264222198288},1.8363241998763476E-4]
[null,null,null,null,null,null,null,null,null,null,null,null,null,null,null,null,null,null,null,null,null,null,700,1.6403264222198289E-4,{"$f":"X713*'Back, Results'!$D$15","v":16.403264222198288},1.8363241998763476E-4]
[null,null,null,null,null,null,null,null,null,null,null,null,null,null,null,null,null,null,null,null,null,null,701,1.6403264222198289E-4,{"$f":"X714*'Back, Results'!$D$15","v":16.403264222198288},1.8363241998763476E-4]
[null,null,null,null,null,null,null,null,null,null,null,null,null,null,null,null,null,null,null,null,null,null,702,1.6403264222198289E-4,{"$f":"X715*'Back, Results'!$D$15","v":16.403264222198288},1.8363241998763476E-4]
[null,null,null,null,null,null,null,null,null,null,null,null,null,null,null,null,null,null,null,null,null,null,703,1.6403264222198289E-4,{"$f":"X716*'Back, Results'!$D$15","v":16.403264222198288},1.8363241998763476E-4]
[null,null,null,null,null,null,null,null,null,null,null,null,null,null,null,null,null,null,null,null,null,null,704,1.6403264222198289E-4,{"$f":"X717*'Back, Results'!$D$15","v":16.403264222198288},1.8363241998763476E-4]
[null,null,null,null,null,null,null,null,null,null,null,null,null,null,null,null,null,null,null,null,null,null,705,1.647326342850419E-4,{"$f":"X718*'Back, Results'!$D$15","v":16.47326342850419},1.8363241998763476E-4]
[null,null,null,null,null,null,null,null,null,null,null,null,null,null,null,null,null,null,null,null,null,null,706,1.6403264222198289E-4,{"$f":"X719*'Back, Results'!$D$15","v":16.403264222198288},1.8363241998763476E-4]
[null,null,null,null,null,null,null,null,null,null,null,null,null,null,null,null,null,null,null,null,null,null,707,1.6333265015892391E-4,{"$f":"X720*'Back, Results'!$D$15","v":16.33326501589239},1.8363241998763476E-4]
[null,null,null,null,null,null,null,null,null,null,null,null,null,null,null,null,null,null,null,null,null,null,708,1.6193266603280591E-4,{"$f":"X721*'Back, Results'!$D$15","v":16.193266603280591},1.8363241998763476E-4]
[null,null,null,null,null,null,null,null,null,null,null,null,null,null,null,null,null,null,null,null,null,null,709,1.5983268984362891E-4,{"$f":"X722*'Back, Results'!$D$15","v":15.983268984362891},1.8363241998763476E-4]
[null,null,null,null,null,null,null,null,null,null,null,null,null,null,null,null,null,null,null,null,null,null,710,1.591326977805699E-4,{"$f":"X723*'Back, Results'!$D$15","v":15.913269778056991},1.8363241998763476E-4]
[null,null,null,null,null,null,null,null,null,null,null,null,null,null,null,null,null,null,null,null,null,null,711,1.591326977805699E-4,{"$f":"X724*'Back, Results'!$D$15","v":15.913269778056991},1.8363241998763476E-4]
[null,null,null,null,null,null,null,null,null,null,null,null,null,null,null,null,null,null,null,null,null,null,712,1.591326977805699E-4,{"$f":"X725*'Back, Results'!$D$15","v":15.913269778056991},1.8363241998763476E-4]
[null,null,null,null,null,null,null,null,null,null,null,null,null,null,null,null,null,null,null,null,null,null,713,1.591326977805699E-4,{"$f":"X726*'Back, Results'!$D$15","v":15.913269778056991},1.8293242792457581E-4]
[null,null,null,null,null,null,null,null,null,null,null,null,null,null,null,null,null,null,null,null,null,null,714,1.591326977805699E-4,{"$f":"X727*'Back, Results'!$D$15","v":15.913269778056991},1.8293242792457581E-4]
[null,null,null,null,null,null,null,null,null,null,null,null,null,null,null,null,null,null,null,null,null,null,715,1.591326977805699E-4,{"$f":"X728*'Back, Results'!$D$15","v":15.913269778056991},1.8293242792457581E-4]
[null,null,null,null,null,null,null,null,null,null,null,null,null,null,null,null,null,null,null,null,null,null,716,1.5843270571751092E-4,{"$f":"X729*'Back, Results'!$D$15","v":15.843270571751093},1.8293242792457581E-4]
[null,null,null,null,null,null,null,null,null,null,null,null,null,null,null,null,null,null,null,null,null,null,717,1.5773271365445191E-4,{"$f":"X730*'Back, Results'!$D$15","v":15.773271365445192},1.8293242792457581E-4]
[null,null,null,null,null,null,null,null,null,null,null,null,null,null,null,null,null,null,null,null,null,null,718,1.5773271365445191E-4,{"$f":"X731*'Back, Results'!$D$15","v":15.773271365445192},1.8293242792457581E-4]
[null,null,null,null,null,null,null,null,null,null,null,null,null,null,null,null,null,null,null,null,null,null,719,1.605326819066879E-4,{"$f":"X732*'Back, Results'!$D$15","v":16.053268190668788},1.8293242792457581E-4]
[null,null,null,null,null,null,null,null,null,null,null,null,null,null,null,null,null,null,null,null,null,null,720,1.6613261841115989E-4,{"$f":"X733*'Back, Results'!$D$15","v":16.613261841115989},1.8293242792457581E-4]
[null,null,null,null,null,null,null,null,null,null,null,null,null,null,null,null,null,null,null,null,null,null,721,1.689325866633959E-4,{"$f":"X734*'Back, Results'!$D$15","v":16.893258666339591},1.8293242792457581E-4]
[null,null,null,null,null,null,null,null,null,null,null,null,null,null,null,null,null,null,null,null,null,null,722,1.6963257872645488E-4,{"$f":"X735*'Back, Results'!$D$15","v":16.963257872645489},1.8293242792457581E-4]
[null,null,null,null,null,null,null,null,null,null,null,null,null,null,null,null,null,null,null,null,null,null,723,1.7103256285257284E-4,{"$f":"X736*'Back, Results'!$D$15","v":17.103256285257284},1.8293242792457581E-4]
[null,null,null,null,null,null,null,null,null,null,null,null,null,null,null,null,null,null,null,null,null,null,724,1.7313253904174984E-4,{"$f":"X737*'Back, Results'!$D$15","v":17.313253904174985},1.8293242792457581E-4]
[null,null,null,null,null,null,null,null,null,null,null,null,null,null,null,null,null,null,null,null,null,null,725,1.7453252316786783E-4,{"$f":"X738*'Back, Results'!$D$15","v":17.453252316786784},1.8293242792457581E-4]
[null,null,null,null,null,null,null,null,null,null,null,null,null,null,null,null,null,null,null,null,null,null,726,1.7803248348316283E-4,{"$f":"X739*'Back, Results'!$D$15","v":17.803248348316284},1.8293242792457581E-4]
[null,null,null,null,null,null,null,null,null,null,null,null,null,null,null,null,null,null,null,null,null,null,727,1.8083245173539881E-4,{"$f":"X740*'Back, Results'!$D$15","v":18.083245173539879},1.8293242792457581E-4]
[null,null,null,null,null,null,null,null,null,null,null,null,null,null,null,null,null,null,null,null,null,null,728,1.8573239617681176E-4,{"$f":"X741*'Back, Results'!$D$15","v":18.573239617681175},1.8293242792457581E-4]
[null,null,null,null,null,null,null,null,null,null,null,null,null,null,null,null,null,null,null,null,null,null,729,1.8573239617681176E-4,{"$f":"X742*'Back, Results'!$D$15","v":18.573239617681175},1.8293242792457581E-4]
[null,null,null,null,null,null,null,null,null,null,null,null,null,null,null,null,null,null,null,null,null,null,730,1.7733249142010382E-4,{"$f":"X743*'Back, Results'!$D$15","v":17.733249142010383},1.8293242792457581E-4]
[null,null,null,null,null,null,null,null,null,null,null,null,null,null,null,null,null,null,null,null,null,null,731,1.6403264222198289E-4,{"$f":"X744*'Back, Results'!$D$15","v":16.403264222198288},1.8293242792457581E-4]
[null,null,null,null,null,null,null,null,null,null,null,null,null,null,null,null,null,null,null,null,null,null,732,1.5983268984362891E-4,{"$f":"X745*'Back, Results'!$D$15","v":15.983268984362891},1.8293242792457581E-4]
[null,null,null,null,null,null,null,null,null,null,null,null,null,null,null,null,null,null,null,null,null,null,733,1.612326739697469E-4,{"$f":"X746*'Back, Results'!$D$15","v":16.12326739697469},1.8293242792457581E-4]
[null,null,null,null,null,null,null,null,null,null,null,null,null,null,null,null,null,null,null,null,null,null,734,1.668326104742189E-4,{"$f":"X747*'Back, Results'!$D$15","v":16.68326104742189},1.8293242792457581E-4]
[null,null,null,null,null,null,null,null,null,null,null,null,null,null,null,null,null,null,null,null,null,null,735,1.6613261841115989E-4,{"$f":"X748*'Back, Results'!$D$15","v":16.613261841115989},1.8293242792457581E-4]
[null,null,null,null,null,null,null,null,null,null,null,null,null,null,null,null,null,null,null,null,null,null,736,1.6333265015892391E-4,{"$f":"X749*'Back, Results'!$D$15","v":16.33326501589239},1.8223243586151677E-4]
[null,null,null,null,null,null,null,null,null,null,null,null,null,null,null,null,null,null,null,null,null,null,737,1.626326580958649E-4,{"$f":"X750*'Back, Results'!$D$15","v":16.263265809586489},1.8223243586151677E-4]
[null,null,null,null,null,null,null,null,null,null,null,null,null,null,null,null,null,null,null,null,null,null,738,1.6193266603280591E-4,{"$f":"X751*'Back, Results'!$D$15","v":16.193266603280591},1.8223243586151677E-4]
[null,null,null,null,null,null,null,null,null,null,null,null,null,null,null,null,null,null,null,null,null,null,739,1.612326739697469E-4,{"$f":"X752*'Back, Results'!$D$15","v":16.12326739697469},1.8223243586151677E-4]
[null,null,null,null,null,null,null,null,null,null,null,null,null,null,null,null,null,null,null,null,null,null,740,1.626326580958649E-4,{"$f":"X753*'Back, Results'!$D$15","v":16.263265809586489},1.8223243586151677E-4]
[null,null,null,null,null,null,null,null,null,null,null,null,null,null,null,null,null,null,null,null,null,null,741,1.6333265015892391E-4,{"$f":"X754*'Back, Results'!$D$15","v":16.33326501589239},1.8223243586151677E-4]
[null,null,null,null,null,null,null,null,null,null,null,null,null,null,null,null,null,null,null,null,null,null,742,1.6403264222198289E-4,{"$f":"X755*'Back, Results'!$D$15","v":16.403264222198288},1.8223243586151677E-4]
[null,null,null,null,null,null,null,null,null,null,null,null,null,null,null,null,null,null,null,null,null,null,743,1.6403264222198289E-4,{"$f":"X756*'Back, Results'!$D$15","v":16.403264222198288},1.8223243586151677E-4]
[null,null,null,null,null,null,null,null,null,null,null,null,null,null,null,null,null,null,null,null,null,null,744,1.6403264222198289E-4,{"$f":"X757*'Back, Results'!$D$15","v":16.403264222198288},1.8223243586151677E-4]
[null,null,null,null,null,null,null,null,null,null,null,null,null,null,null,null,null,null,null,null,null,null,745,1.6403264222198289E-4,{"$f":"X758*'Back, Results'!$D$15","v":16.403264222198288},1.8223243586151677E-4]
[null,null,null,null,null,null,null,null,null,null,null,null,null,null,null,null,null,null,null,null,null,null,746,1.6403264222198289E-4,{"$f":"X759*'Back, Results'!$D$15","v":16.403264222198288},1.8223243586151677E-4]
[null,null,null,null,null,null,null,null,null,null,null,null,null,null,null,null,null,null,null,null,null,null,747,1.626326580958649E-4,{"$f":"X760*'Back, Results'!$D$15","v":16.263265809586489},1.8223243586151677E-4]
[null,null,null,null,null,null,null,null,null,null,null,null,null,null,null,null,null,null,null,null,null,null,748,1.6193266603280591E-4,{"$f":"X761*'Back, Results'!$D$15","v":16.193266603280591},1.8223243586151677E-4]
[null,null,null,null,null,null,null,null,null,null,null,null,null,null,null,null,null,null,null,null,null,null,749,1.5983268984362891E-4,{"$f":"X762*'Back, Results'!$D$15","v":15.983268984362891},1.8223243586151677E-4]
[null,null,null,null,null,null,null,null,null,null,null,null,null,null,null,null,null,null,null,null,null,null,750,1.5773271365445191E-4,{"$f":"X763*'Back, Results'!$D$15","v":15.773271365445192},1.8223243586151677E-4]
[null,null,null,null,null,null,null,null,null,null,null,null,null,null,null,null,null,null,null,null,null,null,751,1.5633272952833395E-4,{"$f":"X764*'Back, Results'!$D$15","v":15.633272952833394},1.8223243586151677E-4]
[null,null,null,null,null,null,null,null,null,null,null,null,null,null,null,null,null,null,null,null,null,null,752,1.5353276127609797E-4,{"$f":"X765*'Back, Results'!$D$15","v":15.353276127609798},1.8223243586151677E-4]
[null,null,null,null,null,null,null,null,null,null,null,null,null,null,null,null,null,null,null,null,null,null,753,1.5073279302386196E-4,{"$f":"X766*'Back, Results'!$D$15","v":15.073279302386196},1.8223243586151677E-4]
[null,null,null,null,null,null,null,null,null,null,null,null,null,null,null,null,null,null,null,null,null,null,754,1.4863281683468498E-4,{"$f":"X767*'Back, Results'!$D$15","v":14.863281683468498},1.8223243586151677E-4]
[null,null,null,null,null,null,null,null,null,null,null,null,null,null,null,null,null,null,null,null,null,null,755,1.4583284858244903E-4,{"$f":"X768*'Back, Results'!$D$15","v":14.583284858244904},1.8223243586151677E-4]
[null,null,null,null,null,null,null,null,null,null,null,null,null,null,null,null,null,null,null,null,null,null,756,1.4443286445633098E-4,{"$f":"X769*'Back, Results'!$D$15","v":14.443286445633099},1.8153244379845782E-4]
[null,null,null,null,null,null,null,null,null,null,null,null,null,null,null,null,null,null,null,null,null,null,757,1.4373287239327203E-4,{"$f":"X770*'Back, Results'!$D$15","v":14.373287239327203},1.8153244379845782E-4]
[null,null,null,null,null,null,null,null,null,null,null,null,null,null,null,null,null,null,null,null,null,null,758,1.4303288033021302E-4,{"$f":"X771*'Back, Results'!$D$15","v":14.303288033021301},1.8153244379845782E-4]
[null,null,null,null,null,null,null,null,null,null,null,null,null,null,null,null,null,null,null,null,null,null,759,1.4443286445633098E-4,{"$f":"X772*'Back, Results'!$D$15","v":14.443286445633099},1.8153244379845782E-4]
[null,null,null,null,null,null,null,null,null,null,null,null,null,null,null,null,null,null,null,null,null,null,760,1.4513285651938999E-4,{"$f":"X773*'Back, Results'!$D$15","v":14.513285651938999},1.8153244379845782E-4]
[null,null,null,null,null,null,null,null,null,null,null,null,null,null,null,null,null,null,null,null,null,null,761,1.4513285651938999E-4,{"$f":"X774*'Back, Results'!$D$15","v":14.513285651938999},1.8153244379845782E-4]
[null,null,null,null,null,null,null,null,null,null,null,null,null,null,null,null,null,null,null,null,null,null,762,1.4513285651938999E-4,{"$f":"X775*'Back, Results'!$D$15","v":14.513285651938999},1.8153244379845782E-4]
[null,null,null,null,null,null,null,null,null,null,null,null,null,null,null,null,null,null,null,null,null,null,763,1.4443286445633098E-4,{"$f":"X776*'Back, Results'!$D$15","v":14.443286445633099},1.8153244379845782E-4]
[null,null,null,null,null,null,null,null,null,null,null,null,null,null,null,null,null,null,null,null,null,null,764,1.4443286445633098E-4,{"$f":"X777*'Back, Results'!$D$15","v":14.443286445633099},1.8153244379845782E-4]
[null,null,null,null,null,null,null,null,null,null,null,null,null,null,null,null,null,null,null,null,null,null,765,1.4443286445633098E-4,{"$f":"X778*'Back, Results'!$D$15","v":14.443286445633099},1.8153244379845782E-4]
[null,null,null,null,null,null,null,null,null,null,null,null,null,null,null,null,null,null,null,null,null,null,766,1.4303288033021302E-4,{"$f":"X779*'Back, Results'!$D$15","v":14.303288033021301},1.8153244379845782E-4]
[null,null,null,null,null,null,null,null,null,null,null,null,null,null,null,null,null,null,null,null,null,null,767,1.4163289620409503E-4,{"$f":"X780*'Back, Results'!$D$15","v":14.163289620409502},1.8153244379845782E-4]
[null,null,null,null,null,null,null,null,null,null,null,null,null,null,null,null,null,null,null,null,null,null,768,1.4093290414103602E-4,{"$f":"X781*'Back, Results'!$D$15","v":14.093290414103603},1.8153244379845782E-4]
[null,null,null,null,null,null,null,null,null,null,null,null,null,null,null,null,null,null,null,null,null,null,769,1.4303288033021302E-4,{"$f":"X782*'Back, Results'!$D$15","v":14.303288033021301},1.8153244379845782E-4]
[null,null,null,null,null,null,null,null,null,null,null,null,null,null,null,null,null,null,null,null,null,null,770,1.4163289620409503E-4,{"$f":"X783*'Back, Results'!$D$15","v":14.163289620409502},1.8153244379845782E-4]
[null,null,null,null,null,null,null,null,null,null,null,null,null,null,null,null,null,null,null,null,null,null,771,1.4373287239327203E-4,{"$f":"X784*'Back, Results'!$D$15","v":14.373287239327203},1.8153244379845782E-4]
[null,null,null,null,null,null,null,null,null,null,null,null,null,null,null,null,null,null,null,null,null,null,772,1.4583284858244903E-4,{"$f":"X785*'Back, Results'!$D$15","v":14.583284858244904},1.8153244379845782E-4]
[null,null,null,null,null,null,null,null,null,null,null,null,null,null,null,null,null,null,null,null,null,null,773,1.4723283270856699E-4,{"$f":"X786*'Back, Results'!$D$15","v":14.723283270856699},1.8083245173539881E-4]
[null,null,null,null,null,null,null,null,null,null,null,null,null,null,null,null,null,null,null,null,null,null,774,1.4863281683468498E-4,{"$f":"X787*'Back, Results'!$D$15","v":14.863281683468498},1.8083245173539881E-4]
[null,null,null,null,null,null,null,null,null,null,null,null,null,null,null,null,null,null,null,null,null,null,775,1.5003280096080297E-4,{"$f":"X788*'Back, Results'!$D$15","v":15.003280096080298},1.8083245173539881E-4]
[null,null,null,null,null,null,null,null,null,null,null,null,null,null,null,null,null,null,null,null,null,null,776,1.5143278508692097E-4,{"$f":"X789*'Back, Results'!$D$15","v":15.143278508692097},1.8083245173539881E-4]
[null,null,null,null,null,null,null,null,null,null,null,null,null,null,null,null,null,null,null,null,null,null,777,1.5213277714997998E-4,{"$f":"X790*'Back, Results'!$D$15","v":15.213277714997998},1.8083245173539881E-4]
[null,null,null,null,null,null,null,null,null,null,null,null,null,null,null,null,null,null,null,null,null,null,778,1.5143278508692097E-4,{"$f":"X791*'Back, Results'!$D$15","v":15.143278508692097},1.8083245173539881E-4]
[null,null,null,null,null,null,null,null,null,null,null,null,null,null,null,null,null,null,null,null,null,null,779,1.5003280096080297E-4,{"$f":"X792*'Back, Results'!$D$15","v":15.003280096080298},1.8083245173539881E-4]
[null,null,null,null,null,null,null,null,null,null,null,null,null,null,null,null,null,null,null,null,null,null,780,1.4933280889774397E-4,{"$f":"X793*'Back, Results'!$D$15","v":14.933280889774396},1.8083245173539881E-4]
[null,null,null,null,null,null,null,null,null,null,null,null,null,null,null,null,null,null,null,null,null,null,781,1.4723283270856699E-4,{"$f":"X794*'Back, Results'!$D$15","v":14.723283270856699},1.8083245173539881E-4]
[null,null,null,null,null,null,null,null,null,null,null,null,null,null,null,null,null,null,null,null,null,null,782,1.4653284064550798E-4,{"$f":"X795*'Back, Results'!$D$15","v":14.653284064550798},1.8083245173539881E-4]
[null,null,null,null,null,null,null,null,null,null,null,null,null,null,null,null,null,null,null,null,null,null,783,1.4653284064550798E-4,{"$f":"X796*'Back, Results'!$D$15","v":14.653284064550798},1.8083245173539881E-4]
[null,null,null,null,null,null,null,null,null,null,null,null,null,null,null,null,null,null,null,null,null,null,784,1.4723283270856699E-4,{"$f":"X797*'Back, Results'!$D$15","v":14.723283270856699},1.8083245173539881E-4]
[null,null,null,null,null,null,null,null,null,null,null,null,null,null,null,null,null,null,null,null,null,null,785,1.4723283270856699E-4,{"$f":"X798*'Back, Results'!$D$15","v":14.723283270856699},1.8083245173539881E-4]
[null,null,null,null,null,null,null,null,null,null,null,null,null,null,null,null,null,null,null,null,null,null,786,1.4933280889774397E-4,{"$f":"X799*'Back, Results'!$D$15","v":14.933280889774396},1.8083245173539881E-4]
[null,null,null,null,null,null,null,null,null,null,null,null,null,null,null,null,null,null,null,null,null,null,787,1.5073279302386196E-4,{"$f":"X800*'Back, Results'!$D$15","v":15.073279302386196},1.8083245173539881E-4]
[null,null,null,null,null,null,null,null,null,null,null,null,null,null,null,null,null,null,null,null,null,null,788,1.5353276127609797E-4,{"$f":"X801*'Back, Results'!$D$15","v":15.353276127609798},1.8083245173539881E-4]
[null,null,null,null,null,null,null,null,null,null,null,null,null,null,null,null,null,null,null,null,null,null,789,1.5633272952833395E-4,{"$f":"X802*'Back, Results'!$D$15","v":15.633272952833394},1.8083245173539881E-4]
[null,null,null,null,null,null,null,null,null,null,null,null,null,null,null,null,null,null,null,null,null,null,790,1.605326819066879E-4,{"$f":"X803*'Back, Results'!$D$15","v":16.053268190668788},1.8083245173539881E-4]
[null,null,null,null,null,null,null,null,null,null,null,null,null,null,null,null,null,null,null,null,null,null,791,1.612326739697469E-4,{"$f":"X804*'Back, Results'!$D$15","v":16.12326739697469},1.8083245173539881E-4]
[null,null,null,null,null,null,null,null,null,null,null,null,null,null,null,null,null,null,null,null,null,null,792,1.6403264222198289E-4,{"$f":"X805*'Back, Results'!$D$15","v":16.403264222198288},1.8083245173539881E-4]
[null,null,null,null,null,null,null,null,null,null,null,null,null,null,null,null,null,null,null,null,null,null,793,1.6333265015892391E-4,{"$f":"X806*'Back, Results'!$D$15","v":16.33326501589239},1.8083245173539881E-4]
[null,null,null,null,null,null,null,null,null,null,null,null,null,null,null,null,null,null,null,null,null,null,794,1.5983268984362891E-4,{"$f":"X807*'Back, Results'!$D$15","v":15.983268984362891},1.8083245173539881E-4]
[null,null,null,null,null,null,null,null,null,null,null,null,null,null,null,null,null,null,null,null,null,null,795,1.5983268984362891E-4,{"$f":"X808*'Back, Results'!$D$15","v":15.983268984362891},1.8083245173539881E-4]
[null,null,null,null,null,null,null,null,null,null,null,null,null,null,null,null,null,null,null,null,null,null,796,1.626326580958649E-4,{"$f":"X809*'Back, Results'!$D$15","v":16.263265809586489},1.8083245173539881E-4]
[null,null,null,null,null,null,null,null,null,null,null,null,null,null,null,null,null,null,null,null,null,null,797,1.626326580958649E-4,{"$f":"X810*'Back, Results'!$D$15","v":16.263265809586489},1.8083245173539881E-4]
[null,null,null,null,null,null,null,null,null,null,null,null,null,null,null,null,null,null,null,null,null,null,798,1.626326580958649E-4,{"$f":"X811*'Back, Results'!$D$15","v":16.263265809586489},1.8083245173539881E-4]
[null,null,null,null,null,null,null,null,null,null,null,null,null,null,null,null,null,null,null,null,null,null,799,1.6403264222198289E-4,{"$f":"X812*'Back, Results'!$D$15","v":16.403264222198288},1.8013245967233983E-4]
[null,null,null,null,null,null,null,null,null,null,null,null,null,null,null,null,null,null,null,null,null,null,800,1.6613261841115989E-4,{"$f":"X813*'Back, Results'!$D$15","v":16.613261841115989},1.8013245967233983E-4]
[null,null,null,null,null,null,null,null,null,null,null,null,null,null,null,null,null,null,null,null,null,null,801,1.6963257872645488E-4,{"$f":"X814*'Back, Results'!$D$15","v":16.963257872645489},1.8013245967233983E-4]
[null,null,null,null,null,null,null,null,null,null,null,null,null,null,null,null,null,null,null,null,null,null,802,1.6613261841115989E-4,{"$f":"X815*'Back, Results'!$D$15","v":16.613261841115989},1.8013245967233983E-4]
[null,null,null,null,null,null,null,null,null,null,null,null,null,null,null,null,null,null,null,null,null,null,803,1.6403264222198289E-4,{"$f":"X816*'Back, Results'!$D$15","v":16.403264222198288},1.8013245967233983E-4]
[null,null,null,null,null,null,null,null,null,null,null,null,null,null,null,null,null,null,null,null,null,null,804,1.626326580958649E-4,{"$f":"X817*'Back, Results'!$D$15","v":16.263265809586489},1.8013245967233983E-4]
[null,null,null,null,null,null,null,null,null,null,null,null,null,null,null,null,null,null,null,null,null,null,805,1.5843270571751092E-4,{"$f":"X818*'Back, Results'!$D$15","v":15.843270571751093},1.8013245967233983E-4]
[null,null,null,null,null,null,null,null,null,null,null,null,null,null,null,null,null,null,null,null,null,null,806,1.5703272159139296E-4,{"$f":"X819*'Back, Results'!$D$15","v":15.703272159139296},1.8013245967233983E-4]
[null,null,null,null,null,null,null,null,null,null,null,null,null,null,null,null,null,null,null,null,null,null,807,1.5213277714997998E-4,{"$f":"X820*'Back, Results'!$D$15","v":15.213277714997998},1.8013245967233983E-4]
[null,null,null,null,null,null,null,null,null,null,null,null,null,null,null,null,null,null,null,null,null,null,808,1.5003280096080297E-4,{"$f":"X821*'Back, Results'!$D$15","v":15.003280096080298},1.8013245967233983E-4]
[null,null,null,null,null,null,null,null,null,null,null,null,null,null,null,null,null,null,null,null,null,null,809,1.591326977805699E-4,{"$f":"X822*'Back, Results'!$D$15","v":15.913269778056991},1.8013245967233983E-4]
[null,null,null,null,null,null,null,null,null,null,null,null,null,null,null,null,null,null,null,null,null,null,810,1.6543262634810091E-4,{"$f":"X823*'Back, Results'!$D$15","v":16.543262634810091},1.8013245967233983E-4]
[null,null,null,null,null,null,null,null,null,null,null,null,null,null,null,null,null,null,null,null,null,null,811,1.668326104742189E-4,{"$f":"X824*'Back, Results'!$D$15","v":16.68326104742189},1.8013245967233983E-4]
[null,null,null,null,null,null,null,null,null,null,null,null,null,null,null,null,null,null,null,null,null,null,812,1.7033257078951389E-4,{"$f":"X825*'Back, Results'!$D$15","v":17.03325707895139},1.8013245967233983E-4]
[null,null,null,null,null,null,null,null,null,null,null,null,null,null,null,null,null,null,null,null,null,null,813,1.7733249142010382E-4,{"$f":"X826*'Back, Results'!$D$15","v":17.733249142010383},1.8013245967233983E-4]
[null,null,null,null,null,null,null,null,null,null,null,null,null,null,null,null,null,null,null,null,null,null,814,1.8013245967233983E-4,{"$f":"X827*'Back, Results'!$D$15","v":18.013245967233981},1.8013245967233983E-4]
[null,null,null,null,null,null,null,null,null,null,null,null,null,null,null,null,null,null,null,null,null,null,815,1.7733249142010382E-4,{"$f":"X828*'Back, Results'!$D$15","v":17.733249142010383},1.8013245967233983E-4]
[null,null,null,null,null,null,null,null,null,null,null,null,null,null,null,null,null,null,null,null,null,null,816,1.7663249935704484E-4,{"$f":"X829*'Back, Results'!$D$15","v":17.663249935704485},1.8013245967233983E-4]
[null,null,null,null,null,null,null,null,null,null,null,null,null,null,null,null,null,null,null,null,null,null,817,1.7733249142010382E-4,{"$f":"X830*'Back, Results'!$D$15","v":17.733249142010383},1.8013245967233983E-4]
[null,null,null,null,null,null,null,null,null,null,null,null,null,null,null,null,null,null,null,null,null,null,818,1.6963257872645488E-4,{"$f":"X831*'Back, Results'!$D$15","v":16.963257872645489},1.8013245967233983E-4]
[null,null,null,null,null,null,null,null,null,null,null,null,null,null,null,null,null,null,null,null,null,null,819,1.6403264222198289E-4,{"$f":"X832*'Back, Results'!$D$15","v":16.403264222198288},1.8013245967233983E-4]
[null,null,null,null,null,null,null,null,null,null,null,null,null,null,null,null,null,null,null,null,null,null,820,1.6543262634810091E-4,{"$f":"X833*'Back, Results'!$D$15","v":16.543262634810091},1.8013245967233983E-4]
[null,null,null,null,null,null,null,null,null,null,null,null,null,null,null,null,null,null,null,null,null,null,821,1.668326104742189E-4,{"$f":"X834*'Back, Results'!$D$15","v":16.68326104742189},1.8013245967233983E-4]
[null,null,null,null,null,null,null,null,null,null,null,null,null,null,null,null,null,null,null,null,null,null,822,1.8083245173539881E-4,{"$f":"X835*'Back, Results'!$D$15","v":18.083245173539879},1.8013245967233983E-4]
[null,null,null,null,null,null,null,null,null,null,null,null,null,null,null,null,null,null,null,null,null,null,823,1.8853236442904775E-4,{"$f":"X836*'Back, Results'!$D$15","v":18.853236442904773},1.7943246760928082E-4]
[null,null,null,null,null,null,null,null,null,null,null,null,null,null,null,null,null,null,null,null,null,null,824,1.8783237236598876E-4,{"$f":"X837*'Back, Results'!$D$15","v":18.783237236598875},1.7943246760928082E-4]
[null,null,null,null,null,null,null,null,null,null,null,null,null,null,null,null,null,null,null,null,null,null,825,1.8573239617681176E-4,{"$f":"X838*'Back, Results'!$D$15","v":18.573239617681175},1.7943246760928082E-4]
[null,null,null,null,null,null,null,null,null,null,null,null,null,null,null,null,null,null,null,null,null,null,826,1.7803248348316283E-4,{"$f":"X839*'Back, Results'!$D$15","v":17.803248348316284},1.7943246760928082E-4]
[null,null,null,null,null,null,null,null,null,null,null,null,null,null,null,null,null,null,null,null,null,null,827,1.6753260253727788E-4,{"$f":"X840*'Back, Results'!$D$15","v":16.753260253727788},1.7943246760928082E-4]
[null,null,null,null,null,null,null,null,null,null,null,null,null,null,null,null,null,null,null,null,null,null,828,1.5703272159139296E-4,{"$f":"X841*'Back, Results'!$D$15","v":15.703272159139296},1.7943246760928082E-4]
[null,null,null,null,null,null,null,null,null,null,null,null,null,null,null,null,null,null,null,null,null,null,829,1.5213277714997998E-4,{"$f":"X842*'Back, Results'!$D$15","v":15.213277714997998},1.7943246760928082E-4]
[null,null,null,null,null,null,null,null,null,null,null,null,null,null,null,null,null,null,null,null,null,null,830,1.5423275333915695E-4,{"$f":"X843*'Back, Results'!$D$15","v":15.423275333915695},1.7943246760928082E-4]
[null,null,null,null,null,null,null,null,null,null,null,null,null,null,null,null,null,null,null,null,null,null,831,1.5493274540221596E-4,{"$f":"X844*'Back, Results'!$D$15","v":15.493274540221595},1.7943246760928082E-4]
[null,null,null,null,null,null,null,null,null,null,null,null,null,null,null,null,null,null,null,null,null,null,832,1.591326977805699E-4,{"$f":"X845*'Back, Results'!$D$15","v":15.913269778056991},1.7943246760928082E-4]
[null,null,null,null,null,null,null,null,null,null,null,null,null,null,null,null,null,null,null,null,null,null,833,1.6403264222198289E-4,{"$f":"X846*'Back, Results'!$D$15","v":16.403264222198288},1.7943246760928082E-4]
[null,null,null,null,null,null,null,null,null,null,null,null,null,null,null,null,null,null,null,null,null,null,834,1.6543262634810091E-4,{"$f":"X847*'Back, Results'!$D$15","v":16.543262634810091},1.7943246760928082E-4]
[null,null,null,null,null,null,null,null,null,null,null,null,null,null,null,null,null,null,null,null,null,null,835,1.6753260253727788E-4,{"$f":"X848*'Back, Results'!$D$15","v":16.753260253727788},1.7943246760928082E-4]
[null,null,null,null,null,null,null,null,null,null,null,null,null,null,null,null,null,null,null,null,null,null,836,1.6753260253727788E-4,{"$f":"X849*'Back, Results'!$D$15","v":16.753260253727788},1.7943246760928082E-4]
[null,null,null,null,null,null,null,null,null,null,null,null,null,null,null,null,null,null,null,null,null,null,837,1.6613261841115989E-4,{"$f":"X850*'Back, Results'!$D$15","v":16.613261841115989},1.7943246760928082E-4]
[null,null,null,null,null,null,null,null,null,null,null,null,null,null,null,null,null,null,null,null,null,null,838,1.6403264222198289E-4,{"$f":"X851*'Back, Results'!$D$15","v":16.403264222198288},1.7943246760928082E-4]
[null,null,null,null,null,null,null,null,null,null,null,null,null,null,null,null,null,null,null,null,null,null,839,1.626326580958649E-4,{"$f":"X852*'Back, Results'!$D$15","v":16.263265809586489},1.7943246760928082E-4]
[null,null,null,null,null,null,null,null,null,null,null,null,null,null,null,null,null,null,null,null,null,null,840,1.626326580958649E-4,{"$f":"X853*'Back, Results'!$D$15","v":16.263265809586489},1.7943246760928082E-4]
[null,null,null,null,null,null,null,null,null,null,null,null,null,null,null,null,null,null,null,null,null,null,841,1.626326580958649E-4,{"$f":"X854*'Back, Results'!$D$15","v":16.263265809586489},1.7943246760928082E-4]
[null,null,null,null,null,null,null,null,null,null,null,null,null,null,null,null,null,null,null,null,null,null,842,1.626326580958649E-4,{"$f":"X855*'Back, Results'!$D$15","v":16.263265809586489},1.7943246760928082E-4]
[null,null,null,null,null,null,null,null,null,null,null,null,null,null,null,null,null,null,null,null,null,null,843,1.626326580958649E-4,{"$f":"X856*'Back, Results'!$D$15","v":16.263265809586489},1.7943246760928082E-4]
[null,null,null,null,null,null,null,null,null,null,null,null,null,null,null,null,null,null,null,null,null,null,844,1.626326580958649E-4,{"$f":"X857*'Back, Results'!$D$15","v":16.263265809586489},1.7943246760928082E-4]
[null,null,null,null,null,null,null,null,null,null,null,null,null,null,null,null,null,null,null,null,null,null,845,1.6193266603280591E-4,{"$f":"X858*'Back, Results'!$D$15","v":16.193266603280591},1.7943246760928082E-4]
[null,null,null,null,null,null,null,null,null,null,null,null,null,null,null,null,null,null,null,null,null,null,846,1.6193266603280591E-4,{"$f":"X859*'Back, Results'!$D$15","v":16.193266603280591},1.7943246760928082E-4]
[null,null,null,null,null,null,null,null,null,null,null,null,null,null,null,null,null,null,null,null,null,null,847,1.626326580958649E-4,{"$f":"X860*'Back, Results'!$D$15","v":16.263265809586489},1.7943246760928082E-4]
[null,null,null,null,null,null,null,null,null,null,null,null,null,null,null,null,null,null,null,null,null,null,848,1.626326580958649E-4,{"$f":"X861*'Back, Results'!$D$15","v":16.263265809586489},1.7943246760928082E-4]
[null,null,null,null,null,null,null,null,null,null,null,null,null,null,null,null,null,null,null,null,null,null,849,1.612326739697469E-4,{"$f":"X862*'Back, Results'!$D$15","v":16.12326739697469},1.7873247554622181E-4]
[null,null,null,null,null,null,null,null,null,null,null,null,null,null,null,null,null,null,null,null,null,null,850,1.605326819066879E-4,{"$f":"X863*'Back, Results'!$D$15","v":16.053268190668788},1.7873247554622181E-4]
[null,null,null,null,null,null,null,null,null,null,null,null,null,null,null,null,null,null,null,null,null,null,851,1.605326819066879E-4,{"$f":"X864*'Back, Results'!$D$15","v":16.053268190668788},1.7873247554622181E-4]
[null,null,null,null,null,null,null,null,null,null,null,null,null,null,null,null,null,null,null,null,null,null,852,1.591326977805699E-4,{"$f":"X865*'Back, Results'!$D$15","v":15.913269778056991},1.7873247554622181E-4]
[null,null,null,null,null,null,null,null,null,null,null,null,null,null,null,null,null,null,null,null,null,null,853,1.5703272159139296E-4,{"$f":"X866*'Back, Results'!$D$15","v":15.703272159139296},1.7873247554622181E-4]
[null,null,null,null,null,null,null,null,null,null,null,null,null,null,null,null,null,null,null,null,null,null,854,1.5353276127609797E-4,{"$f":"X867*'Back, Results'!$D$15","v":15.353276127609798},1.7873247554622181E-4]
[null,null,null,null,null,null,null,null,null,null,null,null,null,null,null,null,null,null,null,null,null,null,855,1.5213277714997998E-4,{"$f":"X868*'Back, Results'!$D$15","v":15.213277714997998},1.7873247554622181E-4]
[null,null,null,null,null,null,null,null,null,null,null,null,null,null,null,null,null,null,null,null,null,null,856,1.5493274540221596E-4,{"$f":"X869*'Back, Results'!$D$15","v":15.493274540221595},1.7873247554622181E-4]
[null,null,null,null,null,null,null,null,null,null,null,null,null,null,null,null,null,null,null,null,null,null,857,1.5633272952833395E-4,{"$f":"X870*'Back, Results'!$D$15","v":15.633272952833394},1.7873247554622181E-4]
[null,null,null,null,null,null,null,null,null,null,null,null,null,null,null,null,null,null,null,null,null,null,858,1.5843270571751092E-4,{"$f":"X871*'Back, Results'!$D$15","v":15.843270571751093},1.7873247554622181E-4]
[null,null,null,null,null,null,null,null,null,null,null,null,null,null,null,null,null,null,null,null,null,null,859,1.5983268984362891E-4,{"$f":"X872*'Back, Results'!$D$15","v":15.983268984362891},1.7873247554622181E-4]
[null,null,null,null,null,null,null,null,null,null,null,null,null,null,null,null,null,null,null,null,null,null,860,1.6193266603280591E-4,{"$f":"X873*'Back, Results'!$D$15","v":16.193266603280591},1.7873247554622181E-4]
[null,null,null,null,null,null,null,null,null,null,null,null,null,null,null,null,null,null,null,null,null,null,861,1.626326580958649E-4,{"$f":"X874*'Back, Results'!$D$15","v":16.263265809586489},1.7873247554622181E-4]
[null,null,null,null,null,null,null,null,null,null,null,null,null,null,null,null,null,null,null,null,null,null,862,1.647326342850419E-4,{"$f":"X875*'Back, Results'!$D$15","v":16.47326342850419},1.7873247554622181E-4]
[null,null,null,null,null,null,null,null,null,null,null,null,null,null,null,null,null,null,null,null,null,null,863,1.6823259460033689E-4,{"$f":"X876*'Back, Results'!$D$15","v":16.82325946003369},1.7873247554622181E-4]
[null,null,null,null,null,null,null,null,null,null,null,null,null,null,null,null,null,null,null,null,null,null,864,1.689325866633959E-4,{"$f":"X877*'Back, Results'!$D$15","v":16.893258666339591},1.7873247554622181E-4]
[null,null,null,null,null,null,null,null,null,null,null,null,null,null,null,null,null,null,null,null,null,null,865,1.6613261841115989E-4,{"$f":"X878*'Back, Results'!$D$15","v":16.613261841115989},1.7873247554622181E-4]
[null,null,null,null,null,null,null,null,null,null,null,null,null,null,null,null,null,null,null,null,null,null,866,1.6823259460033689E-4,{"$f":"X879*'Back, Results'!$D$15","v":16.82325946003369},1.7873247554622181E-4]
[null,null,null,null,null,null,null,null,null,null,null,null,null,null,null,null,null,null,null,null,null,null,867,1.6963257872645488E-4,{"$f":"X880*'Back, Results'!$D$15","v":16.963257872645489},1.7873247554622181E-4]
[null,null,null,null,null,null,null,null,null,null,null,null,null,null,null,null,null,null,null,null,null,null,868,1.6753260253727788E-4,{"$f":"X881*'Back, Results'!$D$15","v":16.753260253727788},1.7873247554622181E-4]
[null,null,null,null,null,null,null,null,null,null,null,null,null,null,null,null,null,null,null,null,null,null,869,1.6403264222198289E-4,{"$f":"X882*'Back, Results'!$D$15","v":16.403264222198288},1.7873247554622181E-4]
[null,null,null,null,null,null,null,null,null,null,null,null,null,null,null,null,null,null,null,null,null,null,870,1.6543262634810091E-4,{"$f":"X883*'Back, Results'!$D$15","v":16.543262634810091},1.7873247554622181E-4]
[null,null,null,null,null,null,null,null,null,null,null,null,null,null,null,null,null,null,null,null,null,null,871,1.6753260253727788E-4,{"$f":"X884*'Back, Results'!$D$15","v":16.753260253727788},1.7873247554622181E-4]
[null,null,null,null,null,null,null,null,null,null,null,null,null,null,null,null,null,null,null,null,null,null,872,1.6823259460033689E-4,{"$f":"X885*'Back, Results'!$D$15","v":16.82325946003369},1.7873247554622181E-4]
[null,null,null,null,null,null,null,null,null,null,null,null,null,null,null,null,null,null,null,null,null,null,873,1.6753260253727788E-4,{"$f":"X886*'Back, Results'!$D$15","v":16.753260253727788},1.7873247554622181E-4]
[null,null,null,null,null,null,null,null,null,null,null,null,null,null,null,null,null,null,null,null,null,null,874,1.668326104742189E-4,{"$f":"X887*'Back, Results'!$D$15","v":16.68326104742189},1.7873247554622181E-4]
[null,null,null,null,null,null,null,null,null,null,null,null,null,null,null,null,null,null,null,null,null,null,875,1.6613261841115989E-4,{"$f":"X888*'Back, Results'!$D$15","v":16.613261841115989},1.7873247554622181E-4]
[null,null,null,null,null,null,null,null,null,null,null,null,null,null,null,null,null,null,null,null,null,null,876,1.6403264222198289E-4,{"$f":"X889*'Back, Results'!$D$15","v":16.403264222198288},1.7873247554622181E-4]
[null,null,null,null,null,null,null,null,null,null,null,null,null,null,null,null,null,null,null,null,null,null,877,1.605326819066879E-4,{"$f":"X890*'Back, Results'!$D$15","v":16.053268190668788},1.7803248348316283E-4]
[null,null,null,null,null,null,null,null,null,null,null,null,null,null,null,null,null,null,null,null,null,null,878,1.5843270571751092E-4,{"$f":"X891*'Back, Results'!$D$15","v":15.843270571751093},1.7803248348316283E-4]
[null,null,null,null,null,null,null,null,null,null,null,null,null,null,null,null,null,null,null,null,null,null,879,1.5773271365445191E-4,{"$f":"X892*'Back, Results'!$D$15","v":15.773271365445192},1.7803248348316283E-4]
[null,null,null,null,null,null,null,null,null,null,null,null,null,null,null,null,null,null,null,null,null,null,880,1.5843270571751092E-4,{"$f":"X893*'Back, Results'!$D$15","v":15.843270571751093},1.7803248348316283E-4]
[null,null,null,null,null,null,null,null,null,null,null,null,null,null,null,null,null,null,null,null,null,null,881,1.6333265015892391E-4,{"$f":"X894*'Back, Results'!$D$15","v":16.33326501589239},1.7803248348316283E-4]
[null,null,null,null,null,null,null,null,null,null,null,null,null,null,null,null,null,null,null,null,null,null,882,1.7803248348316283E-4,{"$f":"X895*'Back, Results'!$D$15","v":17.803248348316284},1.7803248348316283E-4]
[null,null,null,null,null,null,null,null,null,null,null,null,null,null,null,null,null,null,null,null,null,null,883,1.8923235649210676E-4,{"$f":"X896*'Back, Results'!$D$15","v":18.923235649210675},1.7803248348316283E-4]
[null,null,null,null,null,null,null,null,null,null,null,null,null,null,null,null,null,null,null,null,null,null,884,1.9063234061822475E-4,{"$f":"X897*'Back, Results'!$D$15","v":19.063234061822474},1.7803248348316283E-4]
[null,null,null,null,null,null,null,null,null,null,null,null,null,null,null,null,null,null,null,null,null,null,885,1.997322374379917E-4,{"$f":"X898*'Back, Results'!$D$15","v":19.973223743799171},1.7803248348316283E-4]
[null,null,null,null,null,null,null,null,null,null,null,null,null,null,null,null,null,null,null,null,null,null,886,1.9903224537493269E-4,{"$f":"X899*'Back, Results'!$D$15","v":19.903224537493269},1.7803248348316283E-4]
[null,null,null,null,null,null,null,null,null,null,null,null,null,null,null,null,null,null,null,null,null,null,887,2.0603216600552268E-4,{"$f":"X900*'Back, Results'!$D$15","v":20.603216600552269},1.7803248348316283E-4]
[null,null,null,null,null,null,null,null,null,null,null,null,null,null,null,null,null,null,null,null,null,null,888,2.0883213425775863E-4,{"$f":"X901*'Back, Results'!$D$15","v":20.883213425775864},1.7803248348316283E-4]
[null,null,null,null,null,null,null,null,null,null,null,null,null,null,null,null,null,null,null,null,null,null,889,2.0953212632081762E-4,{"$f":"X902*'Back, Results'!$D$15","v":20.953212632081762},1.7803248348316283E-4]
[null,null,null,null,null,null,null,null,null,null,null,null,null,null,null,null,null,null,null,null,null,null,890,2.1583205488834862E-4,{"$f":"X903*'Back, Results'!$D$15","v":21.58320548883486},1.7803248348316283E-4]
[null,null,null,null,null,null,null,null,null,null,null,null,null,null,null,null,null,null,null,null,null,null,891,2.1233209457305362E-4,{"$f":"X904*'Back, Results'!$D$15","v":21.233209457305364},1.7803248348316283E-4]
[null,null,null,null,null,null,null,null,null,null,null,null,null,null,null,null,null,null,null,null,null,null,892,2.0743215013164067E-4,{"$f":"X905*'Back, Results'!$D$15","v":20.743215013164068},1.7803248348316283E-4]
[null,null,null,null,null,null,null,null,null,null,null,null,null,null,null,null,null,null,null,null,null,null,893,2.0953212632081762E-4,{"$f":"X906*'Back, Results'!$D$15","v":20.953212632081762},1.7803248348316283E-4]
[null,null,null,null,null,null,null,null,null,null,null,null,null,null,null,null,null,null,null,null,null,null,894,2.1583205488834862E-4,{"$f":"X907*'Back, Results'!$D$15","v":21.58320548883486},1.7803248348316283E-4]
[null,null,null,null,null,null,null,null,null,null,null,null,null,null,null,null,null,null,null,null,null,null,895,2.2423195964505656E-4,{"$f":"X908*'Back, Results'!$D$15","v":22.423195964505656},1.7803248348316283E-4]
[null,null,null,null,null,null,null,null,null,null,null,null,null,null,null,null,null,null,null,null,null,null,896,2.165320469514076E-4,{"$f":"X909*'Back, Results'!$D$15","v":21.653204695140762},1.7733249142010382E-4]
[null,null,null,null,null,null,null,null,null,null,null,null,null,null,null,null,null,null,null,null,null,null,897,2.0953212632081762E-4,{"$f":"X910*'Back, Results'!$D$15","v":20.953212632081762},1.7733249142010382E-4]
[null,null,null,null,null,null,null,null,null,null,null,null,null,null,null,null,null,null,null,null,null,null,898,1.9833225331187371E-4,{"$f":"X911*'Back, Results'!$D$15","v":19.833225331187371},1.7733249142010382E-4]
[null,null,null,null,null,null,null,null,null,null,null,null,null,null,null,null,null,null,null,null,null,null,899,1.7663249935704484E-4,{"$f":"X912*'Back, Results'!$D$15","v":17.663249935704485},1.7733249142010382E-4]
[null,null,null,null,null,null,null,null,null,null,null,null,null,null,null,null,null,null,null,null,null,null,900,1.6613261841115989E-4,{"$f":"X913*'Back, Results'!$D$15","v":16.613261841115989},1.7733249142010382E-4]
[null,null,null,null,null,null,null,null,null,null,null,null,null,null,null,null,null,null,null,null,null,null,901,1.6193266603280591E-4,{"$f":"X914*'Back, Results'!$D$15","v":16.193266603280591},1.7733249142010382E-4]
[null,null,null,null,null,null,null,null,null,null,null,null,null,null,null,null,null,null,null,null,null,null,902,1.5843270571751092E-4,{"$f":"X915*'Back, Results'!$D$15","v":15.843270571751093},1.7733249142010382E-4]
[null,null,null,null,null,null,null,null,null,null,null,null,null,null,null,null,null,null,null,null,null,null,903,1.5773271365445191E-4,{"$f":"X916*'Back, Results'!$D$15","v":15.773271365445192},1.7733249142010382E-4]
[null,null,null,null,null,null,null,null,null,null,null,null,null,null,null,null,null,null,null,null,null,null,904,1.5843270571751092E-4,{"$f":"X917*'Back, Results'!$D$15","v":15.843270571751093},1.7733249142010382E-4]
[null,null,null,null,null,null,null,null,null,null,null,null,null,null,null,null,null,null,null,null,null,null,905,1.647326342850419E-4,{"$f":"X918*'Back, Results'!$D$15","v":16.47326342850419},1.7733249142010382E-4]
[null,null,null,null,null,null,null,null,null,null,null,null,null,null,null,null,null,null,null,null,null,null,906,1.7943246760928082E-4,{"$f":"X919*'Back, Results'!$D$15","v":17.943246760928083},1.7733249142010382E-4]
[null,null,null,null,null,null,null,null,null,null,null,null,null,null,null,null,null,null,null,null,null,null,907,1.8993234855516577E-4,{"$f":"X920*'Back, Results'!$D$15","v":18.993234855516576},1.7733249142010382E-4]
[null,null,null,null,null,null,null,null,null,null,null,null,null,null,null,null,null,null,null,null,null,null,908,1.8993234855516577E-4,{"$f":"X921*'Back, Results'!$D$15","v":18.993234855516576},1.7733249142010382E-4]
[null,null,null,null,null,null,null,null,null,null,null,null,null,null,null,null,null,null,null,null,null,null,909,1.955322850596377E-4,{"$f":"X922*'Back, Results'!$D$15","v":19.553228505963769},1.7733249142010382E-4]
[null,null,null,null,null,null,null,null,null,null,null,null,null,null,null,null,null,null,null,null,null,null,910,2.0253220569022769E-4,{"$f":"X923*'Back, Results'!$D$15","v":20.253220569022769},1.7733249142010382E-4]
[null,null,null,null,null,null,null,null,null,null,null,null,null,null,null,null,null,null,null,null,null,null,911,2.0673215806858166E-4,{"$f":"X924*'Back, Results'!$D$15","v":20.673215806858167},1.7733249142010382E-4]
[null,null,null,null,null,null,null,null,null,null,null,null,null,null,null,null,null,null,null,null,null,null,912,2.1093211044693563E-4,{"$f":"X925*'Back, Results'!$D$15","v":21.093211044693565},1.7733249142010382E-4]
[null,null,null,null,null,null,null,null,null,null,null,null,null,null,null,null,null,null,null,null,null,null,913,2.1233209457305362E-4,{"$f":"X926*'Back, Results'!$D$15","v":21.233209457305364},1.7733249142010382E-4]
[null,null,null,null,null,null,null,null,null,null,null,null,null,null,null,null,null,null,null,null,null,null,914,2.0673215806858166E-4,{"$f":"X927*'Back, Results'!$D$15","v":20.673215806858167},1.7733249142010382E-4]
[null,null,null,null,null,null,null,null,null,null,null,null,null,null,null,null,null,null,null,null,null,null,915,1.997322374379917E-4,{"$f":"X928*'Back, Results'!$D$15","v":19.973223743799171},1.7733249142010382E-4]
[null,null,null,null,null,null,null,null,null,null,null,null,null,null,null,null,null,null,null,null,null,null,916,1.9063234061822475E-4,{"$f":"X929*'Back, Results'!$D$15","v":19.063234061822474},1.7733249142010382E-4]
[null,null,null,null,null,null,null,null,null,null,null,null,null,null,null,null,null,null,null,null,null,null,917,1.8503240411375276E-4,{"$f":"X930*'Back, Results'!$D$15","v":18.503240411375277},1.7733249142010382E-4]
[null,null,null,null,null,null,null,null,null,null,null,null,null,null,null,null,null,null,null,null,null,null,918,1.8713238030292976E-4,{"$f":"X931*'Back, Results'!$D$15","v":18.713238030292974},1.7733249142010382E-4]
[null,null,null,null,null,null,null,null,null,null,null,null,null,null,null,null,null,null,null,null,null,null,919,1.8503240411375276E-4,{"$f":"X932*'Back, Results'!$D$15","v":18.503240411375277},1.7733249142010382E-4]
[null,null,null,null,null,null,null,null,null,null,null,null,null,null,null,null,null,null,null,null,null,null,920,1.8573239617681176E-4,{"$f":"X933*'Back, Results'!$D$15","v":18.573239617681175},1.7733249142010382E-4]
[null,null,null,null,null,null,null,null,null,null,null,null,null,null,null,null,null,null,null,null,null,null,921,1.8433241205069377E-4,{"$f":"X934*'Back, Results'!$D$15","v":18.433241205069379},1.7733249142010382E-4]
[null,null,null,null,null,null,null,null,null,null,null,null,null,null,null,null,null,null,null,null,null,null,922,1.8153244379845782E-4,{"$f":"X935*'Back, Results'!$D$15","v":18.153244379845781},1.7733249142010382E-4]
[null,null,null,null,null,null,null,null,null,null,null,null,null,null,null,null,null,null,null,null,null,null,923,1.7873247554622181E-4,{"$f":"X936*'Back, Results'!$D$15","v":17.873247554622182},1.7733249142010382E-4]
[null,null,null,null,null,null,null,null,null,null,null,null,null,null,null,null,null,null,null,null,null,null,924,1.7523251523092684E-4,{"$f":"X937*'Back, Results'!$D$15","v":17.523251523092686},1.7733249142010382E-4]
[null,null,null,null,null,null,null,null,null,null,null,null,null,null,null,null,null,null,null,null,null,null,925,1.6823259460033689E-4,{"$f":"X938*'Back, Results'!$D$15","v":16.82325946003369},1.7733249142010382E-4]
[null,null,null,null,null,null,null,null,null,null,null,null,null,null,null,null,null,null,null,null,null,null,926,1.668326104742189E-4,{"$f":"X939*'Back, Results'!$D$15","v":16.68326104742189},1.7733249142010382E-4]
[null,null,null,null,null,null,null,null,null,null,null,null,null,null,null,null,null,null,null,null,null,null,927,1.647326342850419E-4,{"$f":"X940*'Back, Results'!$D$15","v":16.47326342850419},1.7733249142010382E-4]
[null,null,null,null,null,null,null,null,null,null,null,null,null,null,null,null,null,null,null,null,null,null,928,1.6193266603280591E-4,{"$f":"X941*'Back, Results'!$D$15","v":16.193266603280591},1.7733249142010382E-4]
[null,null,null,null,null,null,null,null,null,null,null,null,null,null,null,null,null,null,null,null,null,null,929,1.6543262634810091E-4,{"$f":"X942*'Back, Results'!$D$15","v":16.543262634810091},1.7733249142010382E-4]
[null,null,null,null,null,null,null,null,null,null,null,null,null,null,null,null,null,null,null,null,null,null,930,1.7943246760928082E-4,{"$f":"X943*'Back, Results'!$D$15","v":17.943246760928083},1.7733249142010382E-4]
[null,null,null,null,null,null,null,null,null,null,null,null,null,null,null,null,null,null,null,null,null,null,931,1.9343230887046076E-4,{"$f":"X944*'Back, Results'!$D$15","v":19.343230887046076},1.7733249142010382E-4]
[null,null,null,null,null,null,null,null,null,null,null,null,null,null,null,null,null,null,null,null,null,null,932,1.997322374379917E-4,{"$f":"X945*'Back, Results'!$D$15","v":19.973223743799171},1.7733249142010382E-4]
[null,null,null,null,null,null,null,null,null,null,null,null,null,null,null,null,null,null,null,null,null,null,933,2.1023211838387662E-4,{"$f":"X946*'Back, Results'!$D$15","v":21.023211838387663},1.7733249142010382E-4]
[null,null,null,null,null,null,null,null,null,null,null,null,null,null,null,null,null,null,null,null,null,null,934,2.1163210250999462E-4,{"$f":"X947*'Back, Results'!$D$15","v":21.163210250999462},1.7663249935704484E-4]
[null,null,null,null,null,null,null,null,null,null,null,null,null,null,null,null,null,null,null,null,null,null,935,2.1023211838387662E-4,{"$f":"X948*'Back, Results'!$D$15","v":21.023211838387663},1.7663249935704484E-4]
[null,null,null,null,null,null,null,null,null,null,null,null,null,null,null,null,null,null,null,null,null,null,936,2.1023211838387662E-4,{"$f":"X949*'Back, Results'!$D$15","v":21.023211838387663},1.7663249935704484E-4]
[null,null,null,null,null,null,null,null,null,null,null,null,null,null,null,null,null,null,null,null,null,null,937,2.1793203107752562E-4,{"$f":"X950*'Back, Results'!$D$15","v":21.793203107752561},1.7663249935704484E-4]
[null,null,null,null,null,null,null,null,null,null,null,null,null,null,null,null,null,null,null,null,null,null,938,2.1723203901446661E-4,{"$f":"X951*'Back, Results'!$D$15","v":21.723203901446659},1.7663249935704484E-4]
[null,null,null,null,null,null,null,null,null,null,null,null,null,null,null,null,null,null,null,null,null,null,939,2.1583205488834862E-4,{"$f":"X952*'Back, Results'!$D$15","v":21.58320548883486},1.7663249935704484E-4]
[null,null,null,null,null,null,null,null,null,null,null,null,null,null,null,null,null,null,null,null,null,null,940,2.1723203901446661E-4,{"$f":"X953*'Back, Results'!$D$15","v":21.723203901446659},1.7663249935704484E-4]
[null,null,null,null,null,null,null,null,null,null,null,null,null,null,null,null,null,null,null,null,null,null,941,2.186320231405846E-4,{"$f":"X954*'Back, Results'!$D$15","v":21.863202314058459},1.7663249935704484E-4]
[null,null,null,null,null,null,null,null,null,null,null,null,null,null,null,null,null,null,null,null,null,null,942,2.1513206282528961E-4,{"$f":"X955*'Back, Results'!$D$15","v":21.513206282528962},1.7663249935704484E-4]
[null,null,null,null,null,null,null,null,null,null,null,null,null,null,null,null,null,null,null,null,null,null,943,2.1023211838387662E-4,{"$f":"X956*'Back, Results'!$D$15","v":21.023211838387663},1.7663249935704484E-4]
[null,null,null,null,null,null,null,null,null,null,null,null,null,null,null,null,null,null,null,null,null,null,944,2.1793203107752562E-4,{"$f":"X957*'Back, Results'!$D$15","v":21.793203107752561},1.7663249935704484E-4]
[null,null,null,null,null,null,null,null,null,null,null,null,null,null,null,null,null,null,null,null,null,null,945,2.2773191996035156E-4,{"$f":"X958*'Back, Results'!$D$15","v":22.773191996035155},1.7663249935704484E-4]
[null,null,null,null,null,null,null,null,null,null,null,null,null,null,null,null,null,null,null,null,null,null,946,2.0393218981634568E-4,{"$f":"X959*'Back, Results'!$D$15","v":20.393218981634568},1.7663249935704484E-4]
[null,null,null,null,null,null,null,null,null,null,null,null,null,null,null,null,null,null,null,null,null,null,947,1.8083245173539881E-4,{"$f":"X960*'Back, Results'!$D$15","v":18.083245173539879},1.7663249935704484E-4]
[null,null,null,null,null,null,null,null,null,null,null,null,null,null,null,null,null,null,null,null,null,null,948,1.6403264222198289E-4,{"$f":"X961*'Back, Results'!$D$15","v":16.403264222198288},1.7663249935704484E-4]
[null,null,null,null,null,null,null,null,null,null,null,null,null,null,null,null,null,null,null,null,null,null,949,1.5143278508692097E-4,{"$f":"X962*'Back, Results'!$D$15","v":15.143278508692097},1.7663249935704484E-4]
[null,null,null,null,null,null,null,null,null,null,null,null,null,null,null,null,null,null,null,null,null,null,950,1.4723283270856699E-4,{"$f":"X963*'Back, Results'!$D$15","v":14.723283270856699},1.7663249935704484E-4]
[null,null,null,null,null,null,null,null,null,null,null,null,null,null,null,null,null,null,null,null,null,null,951,1.4723283270856699E-4,{"$f":"X964*'Back, Results'!$D$15","v":14.723283270856699},1.7663249935704484E-4]
[null,null,null,null,null,null,null,null,null,null,null,null,null,null,null,null,null,null,null,null,null,null,952,1.4793282477162597E-4,{"$f":"X965*'Back, Results'!$D$15","v":14.793282477162597},1.7663249935704484E-4]
[null,null,null,null,null,null,null,null,null,null,null,null,null,null,null,null,null,null,null,null,null,null,953,1.5283276921303896E-4,{"$f":"X966*'Back, Results'!$D$15","v":15.283276921303896},1.7663249935704484E-4]
[null,null,null,null,null,null,null,null,null,null,null,null,null,null,null,null,null,null,null,null,null,null,954,1.5703272159139296E-4,{"$f":"X967*'Back, Results'!$D$15","v":15.703272159139296},1.7663249935704484E-4]
[null,null,null,null,null,null,null,null,null,null,null,null,null,null,null,null,null,null,null,null,null,null,955,1.6543262634810091E-4,{"$f":"X968*'Back, Results'!$D$15","v":16.543262634810091},1.7663249935704484E-4]
[null,null,null,null,null,null,null,null,null,null,null,null,null,null,null,null,null,null,null,null,null,null,956,1.668326104742189E-4,{"$f":"X969*'Back, Results'!$D$15","v":16.68326104742189},1.7663249935704484E-4]
[null,null,null,null,null,null,null,null,null,null,null,null,null,null,null,null,null,null,null,null,null,null,957,1.7173255491563185E-4,{"$f":"X970*'Back, Results'!$D$15","v":17.173255491563186},1.7663249935704484E-4]
[null,null,null,null,null,null,null,null,null,null,null,null,null,null,null,null,null,null,null,null,null,null,958,1.7243254697869089E-4,{"$f":"X971*'Back, Results'!$D$15","v":17.243254697869087},1.7663249935704484E-4]
[null,null,null,null,null,null,null,null,null,null,null,null,null,null,null,null,null,null,null,null,null,null,959,1.7313253904174984E-4,{"$f":"X972*'Back, Results'!$D$15","v":17.313253904174985},1.7663249935704484E-4]
[null,null,null,null,null,null,null,null,null,null,null,null,null,null,null,null,null,null,null,null,null,null,960,1.7593250729398583E-4,{"$f":"X973*'Back, Results'!$D$15","v":17.593250729398584},1.7663249935704484E-4]
[null,null,null,null,null,null,null,null,null,null,null,null,null,null,null,null,null,null,null,null,null,null,961,1.7663249935704484E-4,{"$f":"X974*'Back, Results'!$D$15","v":17.663249935704485},1.7663249935704484E-4]
[null,null,null,null,null,null,null,null,null,null,null,null,null,null,null,null,null,null,null,null,null,null,962,1.7523251523092684E-4,{"$f":"X975*'Back, Results'!$D$15","v":17.523251523092686},1.7663249935704484E-4]
[null,null,null,null,null,null,null,null,null,null,null,null,null,null,null,null,null,null,null,null,null,null,963,1.7243254697869089E-4,{"$f":"X976*'Back, Results'!$D$15","v":17.243254697869087},1.7663249935704484E-4]
[null,null,null,null,null,null,null,null,null,null,null,null,null,null,null,null,null,null,null,null,null,null,964,1.7033257078951389E-4,{"$f":"X977*'Back, Results'!$D$15","v":17.03325707895139},1.7663249935704484E-4]
[null,null,null,null,null,null,null,null,null,null,null,null,null,null,null,null,null,null,null,null,null,null,965,1.7103256285257284E-4,{"$f":"X978*'Back, Results'!$D$15","v":17.103256285257284},1.7593250729398583E-4]
[null,null,null,null,null,null,null,null,null,null,null,null,null,null,null,null,null,null,null,null,null,null,966,1.6543262634810091E-4,{"$f":"X979*'Back, Results'!$D$15","v":16.543262634810091},1.7593250729398583E-4]
[null,null,null,null,null,null,null,null,null,null,null,null,null,null,null,null,null,null,null,null,null,null,967,1.6403264222198289E-4,{"$f":"X980*'Back, Results'!$D$15","v":16.403264222198288},1.7593250729398583E-4]
[null,null,null,null,null,null,null,null,null,null,null,null,null,null,null,null,null,null,null,null,null,null,968,1.6403264222198289E-4,{"$f":"X981*'Back, Results'!$D$15","v":16.403264222198288},1.7593250729398583E-4]
[null,null,null,null,null,null,null,null,null,null,null,null,null,null,null,null,null,null,null,null,null,null,969,1.6823259460033689E-4,{"$f":"X982*'Back, Results'!$D$15","v":16.82325946003369},1.7593250729398583E-4]
[null,null,null,null,null,null,null,null,null,null,null,null,null,null,null,null,null,null,null,null,null,null,970,1.7033257078951389E-4,{"$f":"X983*'Back, Results'!$D$15","v":17.03325707895139},1.7593250729398583E-4]
[null,null,null,null,null,null,null,null,null,null,null,null,null,null,null,null,null,null,null,null,null,null,971,1.6823259460033689E-4,{"$f":"X984*'Back, Results'!$D$15","v":16.82325946003369},1.7593250729398583E-4]
[null,null,null,null,null,null,null,null,null,null,null,null,null,null,null,null,null,null,null,null,null,null,972,1.647326342850419E-4,{"$f":"X985*'Back, Results'!$D$15","v":16.47326342850419},1.7593250729398583E-4]
[null,null,null,null,null,null,null,null,null,null,null,null,null,null,null,null,null,null,null,null,null,null,973,1.6333265015892391E-4,{"$f":"X986*'Back, Results'!$D$15","v":16.33326501589239},1.7593250729398583E-4]
[null,null,null,null,null,null,null,null,null,null,null,null,null,null,null,null,null,null,null,null,null,null,974,1.6193266603280591E-4,{"$f":"X987*'Back, Results'!$D$15","v":16.193266603280591},1.7593250729398583E-4]
[null,null,null,null,null,null,null,null,null,null,null,null,null,null,null,null,null,null,null,null,null,null,975,1.6193266603280591E-4,{"$f":"X988*'Back, Results'!$D$15","v":16.193266603280591},1.7593250729398583E-4]
[null,null,null,null,null,null,null,null,null,null,null,null,null,null,null,null,null,null,null,null,null,null,976,1.612326739697469E-4,{"$f":"X989*'Back, Results'!$D$15","v":16.12326739697469},1.7593250729398583E-4]
[null,null,null,null,null,null,null,null,null,null,null,null,null,null,null,null,null,null,null,null,null,null,977,1.612326739697469E-4,{"$f":"X990*'Back, Results'!$D$15","v":16.12326739697469},1.7593250729398583E-4]
[null,null,null,null,null,null,null,null,null,null,null,null,null,null,null,null,null,null,null,null,null,null,978,1.626326580958649E-4,{"$f":"X991*'Back, Results'!$D$15","v":16.263265809586489},1.7593250729398583E-4]
[null,null,null,null,null,null,null,null,null,null,null,null,null,null,null,null,null,null,null,null,null,null,979,1.626326580958649E-4,{"$f":"X992*'Back, Results'!$D$15","v":16.263265809586489},1.7593250729398583E-4]
[null,null,null,null,null,null,null,null,null,null,null,null,null,null,null,null,null,null,null,null,null,null,980,1.626326580958649E-4,{"$f":"X993*'Back, Results'!$D$15","v":16.263265809586489},1.7593250729398583E-4]
[null,null,null,null,null,null,null,null,null,null,null,null,null,null,null,null,null,null,null,null,null,null,981,1.626326580958649E-4,{"$f":"X994*'Back, Results'!$D$15","v":16.263265809586489},1.7593250729398583E-4]
[null,null,null,null,null,null,null,null,null,null,null,null,null,null,null,null,null,null,null,null,null,null,982,1.6193266603280591E-4,{"$f":"X995*'Back, Results'!$D$15","v":16.193266603280591},1.7593250729398583E-4]
[null,null,null,null,null,null,null,null,null,null,null,null,null,null,null,null,null,null,null,null,null,null,983,1.6193266603280591E-4,{"$f":"X996*'Back, Results'!$D$15","v":16.193266603280591},1.7593250729398583E-4]
[null,null,null,null,null,null,null,null,null,null,null,null,null,null,null,null,null,null,null,null,null,null,984,1.6193266603280591E-4,{"$f":"X997*'Back, Results'!$D$15","v":16.193266603280591},1.7593250729398583E-4]
[null,null,null,null,null,null,null,null,null,null,null,null,null,null,null,null,null,null,null,null,null,null,985,1.6193266603280591E-4,{"$f":"X998*'Back, Results'!$D$15","v":16.193266603280591},1.7593250729398583E-4]
[null,null,null,null,null,null,null,null,null,null,null,null,null,null,null,null,null,null,null,null,null,null,986,1.6193266603280591E-4,{"$f":"X999*'Back, Results'!$D$15","v":16.193266603280591},1.7593250729398583E-4]
[null,null,null,null,null,null,null,null,null,null,null,null,null,null,null,null,null,null,null,null,null,null,987,1.626326580958649E-4,{"$f":"X1000*'Back, Results'!$D$15","v":16.263265809586489},1.7593250729398583E-4]
[null,null,null,null,null,null,null,null,null,null,null,null,null,null,null,null,null,null,null,null,null,null,992,1.647326342850419E-4,{"$f":"X1005*'Back, Results'!$D$15","v":16.47326342850419},1.7523251523092684E-4]
[null,null,null,null,null,null,null,null,null,null,null,null,null,null,null,null,null,null,null,null,null,null,997,1.5703272159139296E-4,{"$f":"X1010*'Back, Results'!$D$15","v":15.703272159139296},1.7523251523092684E-4]
[null,null,null,null,null,null,null,null,null,null,null,null,null,null,null,null,null,null,null,null,null,null,1006,1.668326104742189E-4,{"$f":"X1019*'Back, Results'!$D$15","v":16.68326104742189},1.7523251523092684E-4]
[null,null,null,null,null,null,null,null,null,null,null,null,null,null,null,null,null,null,null,null,null,null,1014,1.7313253904174984E-4,{"$f":"X1027*'Back, Results'!$D$15","v":17.313253904174985},1.7453252316786783E-4]
[null,null,null,null,null,null,null,null,null,null,null,null,null,null,null,null,null,null,null,null,null,null,1020,1.7803248348316283E-4,{"$f":"X1033*'Back, Results'!$D$15","v":17.803248348316284},1.7453252316786783E-4]
[null,null,null,null,null,null,null,null,null,null,null,null,null,null,null,null,null,null,null,null,null,null,1031,1.9623227712269674E-4,{"$f":"X1044*'Back, Results'!$D$15","v":19.623227712269674},1.7453252316786783E-4]
[null,null,null,null,null,null,null,null,null,null,null,null,null,null,null,null,null,null,null,null,null,null,1034,1.9623227712269674E-4,{"$f":"X1047*'Back, Results'!$D$15","v":19.623227712269674},1.7453252316786783E-4]
[null,null,null,null,null,null,null,null,null,null,null,null,null,null,null,null,null,null,null,null,null,null,1040,1.8503240411375276E-4,{"$f":"X1053*'Back, Results'!$D$15","v":18.503240411375277},1.7453252316786783E-4]
[null,null,null,null,null,null,null,null,null,null,null,null,null,null,null,null,null,null,null,null,null,null,1048,1.5423275333915695E-4,{"$f":"X1061*'Back, Results'!$D$15","v":15.423275333915695},1.7383253110480885E-4]
[null,null,null,null,null,null,null,null,null,null,null,null,null,null,null,null,null,null,null,null,null,null,1057,1.591326977805699E-4,{"$f":"X1070*'Back, Results'!$D$15","v":15.913269778056991},1.7383253110480885E-4]
[null,null,null,null,null,null,null,null,null,null,null,null,null,null,null,null,null,null,null,null,null,null,1065,1.5353276127609797E-4,{"$f":"X1078*'Back, Results'!$D$15","v":15.353276127609798},1.7383253110480885E-4]
[null,null,null,null,null,null,null,null,null,null,null,null,null,null,null,null,null,null,null,null,null,null,1074,1.3883292795185905E-4,{"$f":"X1087*'Back, Results'!$D$15","v":13.883292795185904},1.7313253904174984E-4]
[null,null,null,null,null,null,null,null,null,null,null,null,null,null,null,null,null,null,null,null,null,null,1079,1.5073279302386196E-4,{"$f":"X1092*'Back, Results'!$D$15","v":15.073279302386196},1.7313253904174984E-4]
[null,null,null,null,null,null,null,null,null,null,null,null,null,null,null,null,null,null,null,null,null,null,1091,1.7313253904174984E-4,{"$f":"X1104*'Back, Results'!$D$15","v":17.313253904174985},1.7313253904174984E-4]
[null,null,null,null,null,null,null,null,null,null,null,null,null,null,null,null,null,null,null,null,null,null,1093,1.689325866633959E-4,{"$f":"X1106*'Back, Results'!$D$15","v":16.893258666339591},1.7313253904174984E-4]
[null,null,null,null,null,null,null,null,null,null,null,null,null,null,null,null,null,null,null,null,null,null,1100,1.6963257872645488E-4,{"$f":"X1113*'Back, Results'!$D$15","v":16.963257872645489},1.7313253904174984E-4]
[null,null,null,null,null,null,null,null,null,null,null,null,null,null,null,null,null,null,null,null,null,null,1114,1.6823259460033689E-4,{"$f":"X1127*'Back, Results'!$D$15","v":16.82325946003369},1.7243254697869089E-4]
[null,null,null,null,null,null,null,null,null,null,null,null,null,null,null,null,null,null,null,null,null,null,1117,1.5843270571751092E-4,{"$f":"X1130*'Back, Results'!$D$15","v":15.843270571751093},1.7243254697869089E-4]
[null,null,null,null,null,null,null,null,null,null,null,null,null,null,null,null,null,null,null,null,null,null,1124,1.4653284064550798E-4,{"$f":"X1137*'Back, Results'!$D$15","v":14.653284064550798},1.7243254697869089E-4]
[null,null,null,null,null,null,null,null,null,null,null,null,null,null,null,null,null,null,null,null,null,null,1134,1.262330708167971E-4,{"$f":"X1147*'Back, Results'!$D$15","v":12.623307081679709},1.7243254697869089E-4]
[null,null,null,null,null,null,null,null,null,null,null,null,null,null,null,null,null,null,null,null,null,null,1138,1.262330708167971E-4,{"$f":"X1151*'Back, Results'!$D$15","v":12.623307081679709},1.7243254697869089E-4]
[null,null,null,null,null,null,null,null,null,null,null,null,null,null,null,null,null,null,null,null,null,null,1151,1.3743294382574105E-4,{"$f":"X1164*'Back, Results'!$D$15","v":13.743294382574105},1.7173255491563185E-4]
[null,null,null,null,null,null,null,null,null,null,null,null,null,null,null,null,null,null,null,null,null,null,1160,1.668326104742189E-4,{"$f":"X1173*'Back, Results'!$D$15","v":16.68326104742189},1.7173255491563185E-4]
[null,null,null,null,null,null,null,null,null,null,null,null,null,null,null,null,null,null,null,null,null,null,1161,1.6543262634810091E-4,{"$f":"X1174*'Back, Results'!$D$15","v":16.543262634810091},1.7173255491563185E-4]
[null,null,null,null,null,null,null,null,null,null,null,null,null,null,null,null,null,null,null,null,null,null,1169,1.3743294382574105E-4,{"$f":"X1182*'Back, Results'!$D$15","v":13.743294382574105},1.7173255491563185E-4]
[null,null,null,null,null,null,null,null,null,null,null,null,null,null,null,null,null,null,null,null,null,null,1182,1.8293242792457581E-4,{"$f":"X1195*'Back, Results'!$D$15","v":18.29324279245758},1.7103256285257284E-4]
[null,null,null,null,null,null,null,null,null,null,null,null,null,null,null,null,null,null,null,null,null,null,1186,1.7103256285257284E-4,{"$f":"X1199*'Back, Results'!$D$15","v":17.103256285257284},1.7103256285257284E-4]
[null,null,null,null,null,null,null,null,null,null,null,null,null,null,null,null,null,null,null,null,null,null,1196,1.3183300732126906E-4,{"$f":"X1209*'Back, Results'!$D$15","v":13.183300732126906},1.7103256285257284E-4]
[null,null,null,null,null,null,null,null,null,null,null,null,null,null,null,null,null,null,null,null,null,null,1203,1.2903303906903311E-4,{"$f":"X1216*'Back, Results'!$D$15","v":12.903303906903311},1.7103256285257284E-4]
[null,null,null,null,null,null,null,null,null,null,null,null,null,null,null,null,null,null,null,null,null,null,1210,1.2903303906903311E-4,{"$f":"X1223*'Back, Results'!$D$15","v":12.903303906903311},1.7033257078951389E-4]
[null,null,null,null,null,null,null,null,null,null,null,null,null,null,null,null,null,null,null,null,null,null,1220,1.2973303113209209E-4,{"$f":"X1233*'Back, Results'!$D$15","v":12.973303113209209},1.7033257078951389E-4]
[null,null,null,null,null,null,null,null,null,null,null,null,null,null,null,null,null,null,null,null,null,null,1227,1.3323299144738705E-4,{"$f":"X1240*'Back, Results'!$D$15","v":13.323299144738705},1.7033257078951389E-4]
[null,null,null,null,null,null,null,null,null,null,null,null,null,null,null,null,null,null,null,null,null,null,1229,1.3323299144738705E-4,{"$f":"X1242*'Back, Results'!$D$15","v":13.323299144738705},1.7033257078951389E-4]
[null,null,null,null,null,null,null,null,null,null,null,null,null,null,null,null,null,null,null,null,null,null,1241,1.241330946276201E-4,{"$f":"X1254*'Back, Results'!$D$15","v":12.41330946276201},1.6963257872645488E-4]
[null,null,null,null,null,null,null,null,null,null,null,null,null,null,null,null,null,null,null,null,null,null,1246,1.325329993843281E-4,{"$f":"X1259*'Back, Results'!$D$15","v":13.253299938432809},1.6963257872645488E-4]
[null,null,null,null,null,null,null,null,null,null,null,null,null,null,null,null,null,null,null,null,null,null,1255,1.3463297557350504E-4,{"$f":"X1268*'Back, Results'!$D$15","v":13.463297557350504},1.6963257872645488E-4]
[null,null,null,null,null,null,null,null,null,null,null,null,null,null,null,null,null,null,null,null,null,null,1263,1.2133312637538414E-4,{"$f":"X1276*'Back, Results'!$D$15","v":12.133312637538413},1.6963257872645488E-4]
[null,null,null,null,null,null,null,null,null,null,null,null,null,null,null,null,null,null,null,null,null,null,1269,1.5983268984362891E-4,{"$f":"X1282*'Back, Results'!$D$15","v":15.983268984362891},1.6963257872645488E-4]
[null,null,null,null,null,null,null,null,null,null,null,null,null,null,null,null,null,null,null,null,null,null,1280,1.5843270571751092E-4,{"$f":"X1293*'Back, Results'!$D$15","v":15.843270571751093},1.689325866633959E-4]
[null,null,null,null,null,null,null,null,null,null,null,null,null,null,null,null,null,null,null,null,null,null,1286,1.4303288033021302E-4,{"$f":"X1299*'Back, Results'!$D$15","v":14.303288033021301},1.689325866633959E-4]
[null,null,null,null,null,null,null,null,null,null,null,null,null,null,null,null,null,null,null,null,null,null,1289,1.4303288033021302E-4,{"$f":"X1302*'Back, Results'!$D$15","v":14.303288033021301},1.689325866633959E-4]
[null,null,null,null,null,null,null,null,null,null,null,null,null,null,null,null,null,null,null,null,null,null,1300,1.8993234855516577E-4,{"$f":"X1313*'Back, Results'!$D$15","v":18.993234855516576},1.689325866633959E-4]
[null,null,null,null,null,null,null,null,null,null,null,null,null,null,null,null,null,null,null,null,null,null,1306,1.6403264222198289E-4,{"$f":"X1319*'Back, Results'!$D$15","v":16.403264222198288},1.689325866633959E-4]
[null,null,null,null,null,null,null,null,null,null,null,null,null,null,null,null,null,null,null,null,null,null,1315,1.7803248348316283E-4,{"$f":"X1328*'Back, Results'!$D$15","v":17.803248348316284},1.6823259460033689E-4]
[null,null,null,null,null,null,null,null,null,null,null,null,null,null,null,null,null,null,null,null,null,null,1323,1.7523251523092684E-4,{"$f":"X1336*'Back, Results'!$D$15","v":17.523251523092686},1.6823259460033689E-4]
[null,null,null,null,null,null,null,null,null,null,null,null,null,null,null,null,null,null,null,null,null,null,1332,1.689325866633959E-4,{"$f":"X1345*'Back, Results'!$D$15","v":16.893258666339591},1.6823259460033689E-4]
[null,null,null,null,null,null,null,null,null,null,null,null,null,null,null,null,null,null,null,null,null,null,1337,1.5983268984362891E-4,{"$f":"X1350*'Back, Results'!$D$15","v":15.983268984362891},1.6823259460033689E-4]
[null,null,null,null,null,null,null,null,null,null,null,null,null,null,null,null,null,null,null,null,null,null,1341,1.8923235649210676E-4,{"$f":"X1354*'Back, Results'!$D$15","v":18.923235649210675},1.6823259460033689E-4]
[null,null,null,null,null,null,null,null,null,null,null,null,null,null,null,null,null,null,null,null,null,null,1351,1.8853236442904775E-4,{"$f":"X1364*'Back, Results'!$D$15","v":18.853236442904773},1.6753260253727788E-4]
[null,null,null,null,null,null,null,null,null,null,null,null,null,null,null,null,null,null,null,null,null,null,1358,1.7943246760928082E-4,{"$f":"X1371*'Back, Results'!$D$15","v":17.943246760928083},1.6753260253727788E-4]
[null,null,null,null,null,null,null,null,null,null,null,null,null,null,null,null,null,null,null,null,null,null,1365,1.955322850596377E-4,{"$f":"X1378*'Back, Results'!$D$15","v":19.553228505963769},1.6753260253727788E-4]
[null,null,null,null,null,null,null,null,null,null,null,null,null,null,null,null,null,null,null,null,null,null,1375,2.2423195964505656E-4,{"$f":"X1388*'Back, Results'!$D$15","v":22.423195964505656},1.6753260253727788E-4]
[null,null,null,null,null,null,null,null,null,null,null,null,null,null,null,null,null,null,null,null,null,null,1382,1.8153244379845782E-4,{"$f":"X1395*'Back, Results'!$D$15","v":18.153244379845781},1.6753260253727788E-4]
[null,null,null,null,null,null,null,null,null,null,null,null,null,null,null,null,null,null,null,null,null,null,1392,2.2213198345587956E-4,{"$f":"X1405*'Back, Results'!$D$15","v":22.213198345587955},1.668326104742189E-4]
[null,null,null,null,null,null,null,null,null,null,null,null,null,null,null,null,null,null,null,null,null,null,1396,2.529316342304754E-4,{"$f":"X1409*'Back, Results'!$D$15","v":25.293163423047538},1.668326104742189E-4]
[null,null,null,null,null,null,null,null,null,null,null,null,null,null,null,null,null,null,null,null,null,null,1401,2.5153165010435743E-4,{"$f":"X1414*'Back, Results'!$D$15","v":25.153165010435742},1.668326104742189E-4]
[null,null,null,null,null,null,null,null,null,null,null,null,null,null,null,null,null,null,null,null,null,null,1410,1.9203232474434274E-4,{"$f":"X1423*'Back, Results'!$D$15","v":19.203232474434273},1.668326104742189E-4]
[null,null,null,null,null,null,null,null,null,null,null,null,null,null,null,null,null,null,null,null,null,null,1418,2.1373207869917162E-4,{"$f":"X1431*'Back, Results'!$D$15","v":21.373207869917163},1.668326104742189E-4]
[null,null,null,null,null,null,null,null,null,null,null,null,null,null,null,null,null,null,null,null,null,null,1424,2.5153165010435743E-4,{"$f":"X1437*'Back, Results'!$D$15","v":25.153165010435742},1.6613261841115989E-4]
[null,null,null,null,null,null,null,null,null,null,null,null,null,null,null,null,null,null,null,null,null,null,1435,1.8363241998763476E-4,{"$f":"X1448*'Back, Results'!$D$15","v":18.363241998763478},1.6613261841115989E-4]
[null,null,null,null,null,null,null,null,null,null,null,null,null,null,null,null,null,null,null,null,null,null,1441,2.1933201520364361E-4,{"$f":"X1454*'Back, Results'!$D$15","v":21.93320152036436},1.6613261841115989E-4]
[null,null,null,null,null,null,null,null,null,null,null,null,null,null,null,null,null,null,null,null,null,null,1452,1.5983268984362891E-4,{"$f":"X1465*'Back, Results'!$D$15","v":15.983268984362891},1.6613261841115989E-4]
[null,null,null,null,null,null,null,null,null,null,null,null,null,null,null,null,null,null,null,null,null,null,1455,1.5353276127609797E-4,{"$f":"X1468*'Back, Results'!$D$15","v":15.353276127609798},1.6613261841115989E-4]
[null,null,null,null,null,null,null,null,null,null,null,null,null,null,null,null,null,null,null,null,null,null,1461,1.7523251523092684E-4,{"$f":"X1474*'Back, Results'!$D$15","v":17.523251523092686},1.6613261841115989E-4]
[null,null,null,null,null,null,null,null,null,null,null,null,null,null,null,null,null,null,null,null,null,null,1469,1.7873247554622181E-4,{"$f":"X1482*'Back, Results'!$D$15","v":17.873247554622182},1.6613261841115989E-4]
[null,null,null,null,null,null,null,null,null,null,null,null,null,null,null,null,null,null,null,null,null,null,1478,1.5773271365445191E-4,{"$f":"X1491*'Back, Results'!$D$15","v":15.773271365445192},1.6543262634810091E-4]
[null,null,null,null,null,null,null,null,null,null,null,null,null,null,null,null,null,null,null,null,null,null,1487,1.7733249142010382E-4,{"$f":"X1500*'Back, Results'!$D$15","v":17.733249142010383},1.6543262634810091E-4]
[null,null,null,null,null,null,null,null,null,null,null,null,null,null,null,null,null,null,null,null,null,null,1492,1.8713238030292976E-4,{"$f":"X1505*'Back, Results'!$D$15","v":18.713238030292974},1.6543262634810091E-4]
[null,null,null,null,null,null,null,null,null,null,null,null,null,null,null,null,null,null,null,null,null,null,1504,1.8293242792457581E-4,{"$f":"X1517*'Back, Results'!$D$15","v":18.29324279245758},1.6543262634810091E-4]
[null,null,null,null,null,null,null,null,null,null,null,null,null,null,null,null,null,null,null,null,null,null,1513,2.0393218981634568E-4,{"$f":"X1526*'Back, Results'!$D$15","v":20.393218981634568},1.6543262634810091E-4]
[null,null,null,null,null,null,null,null,null,null,null,null,null,null,null,null,null,null,null,null,null,null,1521,2.186320231405846E-4,{"$f":"X1534*'Back, Results'!$D$15","v":21.863202314058459},1.647326342850419E-4]
[null,null,null,null,null,null,null,null,null,null,null,null,null,null,null,null,null,null,null,null,null,null,1527,1.9343230887046076E-4,{"$f":"X1540*'Back, Results'!$D$15","v":19.343230887046076},1.647326342850419E-4]
[null,null,null,null,null,null,null,null,null,null,null,null,null,null,null,null,null,null,null,null,null,null,1530,1.9623227712269674E-4,{"$f":"X1543*'Back, Results'!$D$15","v":19.623227712269674},1.647326342850419E-4]
[null,null,null,null,null,null,null,null,null,null,null,null,null,null,null,null,null,null,null,null,null,null,1537,2.3193187233870553E-4,{"$f":"X1550*'Back, Results'!$D$15","v":23.193187233870553},1.647326342850419E-4]
[null,null,null,null,null,null,null,null,null,null,null,null,null,null,null,null,null,null,null,null,null,null,1547,1.7733249142010382E-4,{"$f":"X1560*'Back, Results'!$D$15","v":17.733249142010383},1.647326342850419E-4]
[null,null,null,null,null,null,null,null,null,null,null,null,null,null,null,null,null,null,null,null,null,null,1558,1.7593250729398583E-4,{"$f":"X1571*'Back, Results'!$D$15","v":17.593250729398584},1.647326342850419E-4]
[null,null,null,null,null,null,null,null,null,null,null,null,null,null,null,null,null,null,null,null,null,null,1564,1.8363241998763476E-4,{"$f":"X1577*'Back, Results'!$D$15","v":18.363241998763478},1.647326342850419E-4]
[null,null,null,null,null,null,null,null,null,null,null,null,null,null,null,null,null,null,null,null,null,null,1572,1.7313253904174984E-4,{"$f":"X1585*'Back, Results'!$D$15","v":17.313253904174985},1.6403264222198289E-4]
[null,null,null,null,null,null,null,null,null,null,null,null,null,null,null,null,null,null,null,null,null,null,1581,1.8013245967233983E-4,{"$f":"X1594*'Back, Results'!$D$15","v":18.013245967233981},1.6403264222198289E-4]
[null,null,null,null,null,null,null,null,null,null,null,null,null,null,null,null,null,null,null,null,null,null,1586,1.9903224537493269E-4,{"$f":"X1599*'Back, Results'!$D$15","v":19.903224537493269},1.6403264222198289E-4]
[null,null,null,null,null,null,null,null,null,null,null,null,null,null,null,null,null,null,null,null,null,null,1590,2.2703192789729255E-4,{"$f":"X1603*'Back, Results'!$D$15","v":22.703192789729254},1.6403264222198289E-4]
[null,null,null,null,null,null,null,null,null,null,null,null,null,null,null,null,null,null,null,null,null,null,1603,1.7033257078951389E-4,{"$f":"X1616*'Back, Results'!$D$15","v":17.03325707895139},1.6403264222198289E-4]
[null,null,null,null,null,null,null,null,null,null,null,null,null,null,null,null,null,null,null,null,null,null,1607,1.976322612488147E-4,{"$f":"X1620*'Back, Results'!$D$15","v":19.76322612488147},1.6403264222198289E-4]
[null,null,null,null,null,null,null,null,null,null,null,null,null,null,null,null,null,null,null,null,null,null,1617,1.8223243586151677E-4,{"$f":"X1630*'Back, Results'!$D$15","v":18.223243586151678},1.6403264222198289E-4]
[null,null,null,null,null,null,null,null,null,null,null,null,null,null,null,null,null,null,null,null,null,null,1624,1.6963257872645488E-4,{"$f":"X1637*'Back, Results'!$D$15","v":16.963257872645489},1.6403264222198289E-4]
[null,null,null,null,null,null,null,null,null,null,null,null,null,null,null,null,null,null,null,null,null,null,1631,1.7243254697869089E-4,{"$f":"X1644*'Back, Results'!$D$15","v":17.243254697869087},1.6333265015892391E-4]
[null,null,null,null,null,null,null,null,null,null,null,null,null,null,null,null,null,null,null,null,null,null,1641,1.7033257078951389E-4,{"$f":"X1654*'Back, Results'!$D$15","v":17.03325707895139},1.6333265015892391E-4]
[null,null,null,null,null,null,null,null,null,null,null,null,null,null,null,null,null,null,null,null,null,null,1642,1.7103256285257284E-4,{"$f":"X1655*'Back, Results'!$D$15","v":17.103256285257284},1.6333265015892391E-4]
[null,null,null,null,null,null,null,null,null,null,null,null,null,null,null,null,null,null,null,null,null,null,1654,1.8853236442904775E-4,{"$f":"X1667*'Back, Results'!$D$15","v":18.853236442904773},1.6333265015892391E-4]
[null,null,null,null,null,null,null,null,null,null,null,null,null,null,null,null,null,null,null,null,null,null,1659,2.1933201520364361E-4,{"$f":"X1672*'Back, Results'!$D$15","v":21.93320152036436},1.6333265015892391E-4]
[null,null,null,null,null,null,null,null,null,null,null,null,null,null,null,null,null,null,null,null,null,null,1668,1.5843270571751092E-4,{"$f":"X1681*'Back, Results'!$D$15","v":15.843270571751093},1.6333265015892391E-4]
[null,null,null,null,null,null,null,null,null,null,null,null,null,null,null,null,null,null,null,null,null,null,1676,1.8363241998763476E-4,{"$f":"X1689*'Back, Results'!$D$15","v":18.363241998763478},1.6333265015892391E-4]
[null,null,null,null,null,null,null,null,null,null,null,null,null,null,null,null,null,null,null,null,null,null,1682,2.1513206282528961E-4,{"$f":"X1695*'Back, Results'!$D$15","v":21.513206282528962},1.6333265015892391E-4]
[null,null,null,null,null,null,null,null,null,null,null,null,null,null,null,null,null,null,null,null,null,null,1693,1.3183300732126906E-4,{"$f":"X1706*'Back, Results'!$D$15","v":13.183300732126906},1.626326580958649E-4]
[null,null,null,null,null,null,null,null,null,null,null,null,null,null,null,null,null,null,null,null,null,null,1699,1.5003280096080297E-4,{"$f":"X1712*'Back, Results'!$D$15","v":15.003280096080298},1.626326580958649E-4]
[null,null,null,null,null,null,null,null,null,null,null,null,null,null,null,null,null,null,null,null,null,null,1702,1.5493274540221596E-4,{"$f":"X1715*'Back, Results'!$D$15","v":15.493274540221595},1.626326580958649E-4]
[null,null,null,null,null,null,null,null,null,null,null,null,null,null,null,null,null,null,null,null,null,null,1713,1.4233288826715404E-4,{"$f":"X1726*'Back, Results'!$D$15","v":14.233288826715404},1.626326580958649E-4]
[null,null,null,null,null,null,null,null,null,null,null,null,null,null,null,null,null,null,null,null,null,null,1719,1.0873326924032219E-4,{"$f":"X1732*'Back, Results'!$D$15","v":10.87332692403222},1.626326580958649E-4]
[null,null,null,null,null,null,null,null,null,null,null,null,null,null,null,null,null,null,null,null,null,null,1727,1.7593250729398583E-4,{"$f":"X1740*'Back, Results'!$D$15","v":17.593250729398584},1.626326580958649E-4]
[null,null,null,null,null,null,null,null,null,null,null,null,null,null,null,null,null,null,null,null,null,null,1736,1.7103256285257284E-4,{"$f":"X1749*'Back, Results'!$D$15","v":17.103256285257284},1.626326580958649E-4]
[null,null,null,null,null,null,null,null,null,null,null,null,null,null,null,null,null,null,null,null,null,null,1741,1.3673295176268204E-4,{"$f":"X1754*'Back, Results'!$D$15","v":13.673295176268205},1.626326580958649E-4]
[null,null,null,null,null,null,null,null,null,null,null,null,null,null,null,null,null,null,null,null,null,null,1753,1.9203232474434274E-4,{"$f":"X1766*'Back, Results'!$D$15","v":19.203232474434273},1.626326580958649E-4]
[null,null,null,null,null,null,null,null,null,null,null,null,null,null,null,null,null,null,null,null,null,null,1758,1.8853236442904775E-4,{"$f":"X1771*'Back, Results'!$D$15","v":18.853236442904773},1.626326580958649E-4]
[null,null,null,null,null,null,null,null,null,null,null,null,null,null,null,null,null,null,null,null,null,null,1762,1.5213277714997998E-4,{"$f":"X1775*'Back, Results'!$D$15","v":15.213277714997998},1.626326580958649E-4]
[null,null,null,null,null,null,null,null,null,null,null,null,null,null,null,null,null,null,null,null,null,null,1772,1.7663249935704484E-4,{"$f":"X1785*'Back, Results'!$D$15","v":17.663249935704485},1.6193266603280591E-4]
[null,null,null,null,null,null,null,null,null,null,null,null,null,null,null,null,null,null,null,null,null,null,1779,1.9133233268128376E-4,{"$f":"X1792*'Back, Results'!$D$15","v":19.133233268128375},1.6193266603280591E-4]
[null,null,null,null,null,null,null,null,null,null,null,null,null,null,null,null,null,null,null,null,null,null,1786,1.7453252316786783E-4,{"$f":"X1799*'Back, Results'!$D$15","v":17.453252316786784},1.6193266603280591E-4]
[null,null,null,null,null,null,null,null,null,null,null,null,null,null,null,null,null,null,null,null,null,null,1796,1.7243254697869089E-4,{"$f":"X1809*'Back, Results'!$D$15","v":17.243254697869087},1.6193266603280591E-4]
[null,null,null,null,null,null,null,null,null,null,null,null,null,null,null,null,null,null,null,null,null,null,1805,1.9063234061822475E-4,{"$f":"X1818*'Back, Results'!$D$15","v":19.063234061822474},1.6193266603280591E-4]
[null,null,null,null,null,null,null,null,null,null,null,null,null,null,null,null,null,null,null,null,null,null,1809,1.5983268984362891E-4,{"$f":"X1822*'Back, Results'!$D$15","v":15.983268984362891},1.6193266603280591E-4]
[null,null,null,null,null,null,null,null,null,null,null,null,null,null,null,null,null,null,null,null,null,null,1822,1.7103256285257284E-4,{"$f":"X1835*'Back, Results'!$D$15","v":17.103256285257284},1.6193266603280591E-4]
[null,null,null,null,null,null,null,null,null,null,null,null,null,null,null,null,null,null,null,null,null,null,1823,1.7103256285257284E-4,{"$f":"X1836*'Back, Results'!$D$15","v":17.103256285257284},1.6193266603280591E-4]
[null,null,null,null,null,null,null,null,null,null,null,null,null,null,null,null,null,null,null,null,null,null,1831,1.9413230093351974E-4,{"$f":"X1844*'Back, Results'!$D$15","v":19.413230093351974},1.612326739697469E-4]
[null,null,null,null,null,null,null,null,null,null,null,null,null,null,null,null,null,null,null,null,null,null,1844,1.647326342850419E-4,{"$f":"X1857*'Back, Results'!$D$15","v":16.47326342850419},1.612326739697469E-4]
[null,null,null,null,null,null,null,null,null,null,null,null,null,null,null,null,null,null,null,null,null,null,1848,1.6823259460033689E-4,{"$f":"X1861*'Back, Results'!$D$15","v":16.82325946003369},1.612326739697469E-4]
[null,null,null,null,null,null,null,null,null,null,null,null,null,null,null,null,null,null,null,null,null,null,1854,1.6193266603280591E-4,{"$f":"X1867*'Back, Results'!$D$15","v":16.193266603280591},1.612326739697469E-4]
[null,null,null,null,null,null,null,null,null,null,null,null,null,null,null,null,null,null,null,null,null,null,1865,1.4933280889774397E-4,{"$f":"X1878*'Back, Results'!$D$15","v":14.933280889774396},1.612326739697469E-4]
[null,null,null,null,null,null,null,null,null,null,null,null,null,null,null,null,null,null,null,null,null,null,1868,1.5493274540221596E-4,{"$f":"X1881*'Back, Results'!$D$15","v":15.493274540221595},1.612326739697469E-4]
[null,null,null,null,null,null,null,null,null,null,null,null,null,null,null,null,null,null,null,null,null,null,1882,1.5633272952833395E-4,{"$f":"X1895*'Back, Results'!$D$15","v":15.633272952833394},1.605326819066879E-4]
[null,null,null,null,null,null,null,null,null,null,null,null,null,null,null,null,null,null,null,null,null,null,1889,1.2133312637538414E-4,{"$f":"X1902*'Back, Results'!$D$15","v":12.133312637538413},1.605326819066879E-4]
[null,null,null,null,null,null,null,null,null,null,null,null,null,null,null,null,null,null,null,null,null,null,1891,1.2133312637538414E-4,{"$f":"X1904*'Back, Results'!$D$15","v":12.133312637538413},1.605326819066879E-4]
[null,null,null,null,null,null,null,null,null,null,null,null,null,null,null,null,null,null,null,null,null,null,1903,1.1433320574479419E-4,{"$f":"X1916*'Back, Results'!$D$15","v":11.433320574479419},1.605326819066879E-4]
[null,null,null,null,null,null,null,null,null,null,null,null,null,null,null,null,null,null,null,null,null,null,1908,1.0033336448361425E-4,{"$f":"X1921*'Back, Results'!$D$15","v":10.033336448361425},1.605326819066879E-4]
[null,null,null,null,null,null,null,null,null,null,null,null,null,null,null,null,null,null,null,null,null,null,1913,9.5433420042201263E-5,{"$f":"X1926*'Back, Results'!$D$15","v":9.5433420042201256},1.5983268984362891E-4]
[null,null,null,null,null,null,null,null,null,null,null,null,null,null,null,null,null,null,null,null,null,null,1925,1.1713317399703015E-4,{"$f":"X1938*'Back, Results'!$D$15","v":11.713317399703016},1.5983268984362891E-4]
[null,null,null,null,null,null,null,null,null,null,null,null,null,null,null,null,null,null,null,null,null,null,1934,1.1223322955561718E-4,{"$f":"X1947*'Back, Results'!$D$15","v":11.223322955561718},1.5983268984362891E-4]
[null,null,null,null,null,null,null,null,null,null,null,null,null,null,null,null,null,null,null,null,null,null,1942,1.2903303906903311E-4,{"$f":"X1955*'Back, Results'!$D$15","v":12.903303906903311},1.5983268984362891E-4]
[null,null,null,null,null,null,null,null,null,null,null,null,null,null,null,null,null,null,null,null,null,null,1948,1.3393298351044606E-4,{"$f":"X1961*'Back, Results'!$D$15","v":13.393298351044606},1.5983268984362891E-4]
[null,null,null,null,null,null,null,null,null,null,null,null,null,null,null,null,null,null,null,null,null,null,1951,1.2973303113209209E-4,{"$f":"X1964*'Back, Results'!$D$15","v":12.973303113209209},1.5983268984362891E-4]
[null,null,null,null,null,null,null,null,null,null,null,null,null,null,null,null,null,null,null,null,null,null,1962,1.2553307875373812E-4,{"$f":"X1975*'Back, Results'!$D$15","v":12.553307875373811},1.5983268984362891E-4]
[null,null,null,null,null,null,null,null,null,null,null,null,null,null,null,null,null,null,null,null,null,null,1968,1.4793282477162597E-4,{"$f":"X1981*'Back, Results'!$D$15","v":14.793282477162597},1.5983268984362891E-4]
[null,null,null,null,null,null,null,null,null,null,null,null,null,null,null,null,null,null,null,null,null,null,1977,1.4093290414103602E-4,{"$f":"X1990*'Back, Results'!$D$15","v":14.093290414103603},1.591326977805699E-4]
[null,null,null,null,null,null,null,null,null,null,null,null,null,null,null,null,null,null,null,null,null,null,1985,1.2693306287985611E-4,{"$f":"X1998*'Back, Results'!$D$15","v":12.69330628798561},1.591326977805699E-4]
[null,null,null,null,null,null,null,null,null,null,null,null,null,null,null,null,null,null,null,null,null,null,1994,1.1853315812314815E-4,{"$f":"X2007*'Back, Results'!$D$15","v":11.853315812314815},1.591326977805699E-4]
[null,null,null,null,null,null,null,null,null,null,null,null,null,null,null,null,null,null,null,null,null,null,1999,1.283330470059741E-4,{"$f":"X2012*'Back, Results'!$D$15","v":12.833304700597409},1.591326977805699E-4]
[null,null,null,null,null,null,null,null,null,null,null,null,null,null,null,null,null,null,null,null,null,null,2003,1.262330708167971E-4,{"$f":"X2016*'Back, Results'!$D$15","v":12.623307081679709},1.591326977805699E-4]
[null,null,null,null,null,null,null,null,null,null,null,null,null,null,null,null,null,null,null,null,null,null,2016,1.5493274540221596E-4,{"$f":"X2029*'Back, Results'!$D$15","v":15.493274540221595},1.591326977805699E-4]
[null,null,null,null,null,null,null,null,null,null,null,null,null,null,null,null,null,null,null,null,null,null,2020,1.3953292001491803E-4,{"$f":"X2033*'Back, Results'!$D$15","v":13.953292001491803},1.591326977805699E-4]
[null,null,null,null,null,null,null,null,null,null,null,null,null,null,null,null,null,null,null,null,null,null,2030,1.304330231951511E-4,{"$f":"X2043*'Back, Results'!$D$15","v":13.04330231951511},1.5843270571751092E-4]
[null,null,null,null,null,null,null,null,null,null,null,null,null,null,null,null,null,null,null,null,null,null,2037,1.4443286445633098E-4,{"$f":"X2050*'Back, Results'!$D$15","v":14.443286445633099},1.5843270571751092E-4]
[null,null,null,null,null,null,null,null,null,null,null,null,null,null,null,null,null,null,null,null,null,null,2044,1.5003280096080297E-4,{"$f":"X2057*'Back, Results'!$D$15","v":15.003280096080298},1.5843270571751092E-4]
[null,null,null,null,null,null,null,null,null,null,null,null,null,null,null,null,null,null,null,null,null,null,2054,1.2693306287985611E-4,{"$f":"X2067*'Back, Results'!$D$15","v":12.69330628798561},1.5843270571751092E-4]
[null,null,null,null,null,null,null,null,null,null,null,null,null,null,null,null,null,null,null,null,null,null,2058,1.1223322955561718E-4,{"$f":"X2071*'Back, Results'!$D$15","v":11.223322955561718},1.5843270571751092E-4]
[null,null,null,null,null,null,null,null,null,null,null,null,null,null,null,null,null,null,null,null,null,null,2063,1.4093290414103602E-4,{"$f":"X2076*'Back, Results'!$D$15","v":14.093290414103603},1.5843270571751092E-4]
[null,null,null,null,null,null,null,null,null,null,null,null,null,null,null,null,null,null,null,null,null,null,2072,1.3323299144738705E-4,{"$f":"X2085*'Back, Results'!$D$15","v":13.323299144738705},1.5843270571751092E-4]
[null,null,null,null,null,null,null,null,null,null,null,null,null,null,null,null,null,null,null,null,null,null,2080,9.333344385302429E-5,{"$f":"X2093*'Back, Results'!$D$15","v":9.3333443853024285},1.5773271365445191E-4]
[null,null,null,null,null,null,null,null,null,null,null,null,null,null,null,null,null,null,null,null,null,null,2089,1.3113301525821005E-4,{"$f":"X2102*'Back, Results'!$D$15","v":13.113301525821006},1.5773271365445191E-4]
[null,null,null,null,null,null,null,null,null,null,null,null,null,null,null,null,null,null,null,null,null,null,2097,1.304330231951511E-4,{"$f":"X2110*'Back, Results'!$D$15","v":13.04330231951511},1.5773271365445191E-4]
[null,null,null,null,null,null,null,null,null,null,null,null,null,null,null,null,null,null,null,null,null,null,2103,1.3323299144738705E-4,{"$f":"X2116*'Back, Results'!$D$15","v":13.323299144738705},1.5773271365445191E-4]
[null,null,null,null,null,null,null,null,null,null,null,null,null,null,null,null,null,null,null,null,null,null,2114,1.2693306287985611E-4,{"$f":"X2127*'Back, Results'!$D$15","v":12.69330628798561},1.5773271365445191E-4]
[null,null,null,null,null,null,null,null,null,null,null,null,null,null,null,null,null,null,null,null,null,null,2117,1.262330708167971E-4,{"$f":"X2130*'Back, Results'!$D$15","v":12.623307081679709},1.5773271365445191E-4]
[null,null,null,null,null,null,null,null,null,null,null,null,null,null,null,null,null,null,null,null,null,null,2123,1.2343310256456111E-4,{"$f":"X2136*'Back, Results'!$D$15","v":12.343310256456112},1.5703272159139296E-4]
[null,null,null,null,null,null,null,null,null,null,null,null,null,null,null,null,null,null,null,null,null,null,2132,1.1993314224926614E-4,{"$f":"X2145*'Back, Results'!$D$15","v":11.993314224926614},1.5703272159139296E-4]
[null,null,null,null,null,null,null,null,null,null,null,null,null,null,null,null,null,null,null,null,null,null,2140,1.2973303113209209E-4,{"$f":"X2153*'Back, Results'!$D$15","v":12.973303113209209},1.5703272159139296E-4]
[null,null,null,null,null,null,null,null,null,null,null,null,null,null,null,null,null,null,null,null,null,null,2149,1.0523330892502722E-4,{"$f":"X2162*'Back, Results'!$D$15","v":10.523330892502722},1.5703272159139296E-4]
[null,null,null,null,null,null,null,null,null,null,null,null,null,null,null,null,null,null,null,null,null,null,2154,8.2833562907139356E-5,{"$f":"X2167*'Back, Results'!$D$15","v":8.283356290713936},1.5703272159139296E-4]
[null,null,null,null,null,null,null,null,null,null,null,null,null,null,null,null,null,null,null,null,null,null,2166,1.2763305494291509E-4,{"$f":"X2179*'Back, Results'!$D$15","v":12.763305494291508},1.5633272952833395E-4]
[null,null,null,null,null,null,null,null,null,null,null,null,null,null,null,null,null,null,null,null,null,null,2171,8.7733507348552325E-5,{"$f":"X2184*'Back, Results'!$D$15","v":8.7733507348552333},1.5633272952833395E-4]
[null,null,null,null,null,null,null,null,null,null,null,null,null,null,null,null,null,null,null,null,null,null,2183,1.0943326130338119E-4,{"$f":"X2196*'Back, Results'!$D$15","v":10.94332613033812},1.5633272952833395E-4]
[null,null,null,null,null,null,null,null,null,null,null,null,null,null,null,null,null,null,null,null,null,null,2185,1.1853315812314815E-4,{"$f":"X2198*'Back, Results'!$D$15","v":11.853315812314815},1.5633272952833395E-4]
[null,null,null,null,null,null,null,null,null,null,null,null,null,null,null,null,null,null,null,null,null,null,2192,1.1573318987091218E-4,{"$f":"X2205*'Back, Results'!$D$15","v":11.573318987091218},1.5633272952833395E-4]
[null,null,null,null,null,null,null,null,null,null,null,null,null,null,null,null,null,null,null,null,null,null,2199,1.0733328511420422E-4,{"$f":"X2212*'Back, Results'!$D$15","v":10.733328511420421},1.5633272952833395E-4]
[null,null,null,null,null,null,null,null,null,null,null,null,null,null,null,null,null,null,null,null,null,null,2209,1.2203311843844312E-4,{"$f":"X2222*'Back, Results'!$D$15","v":12.203311843844313},1.5563273746527491E-4]
[null,null,null,null,null,null,null,null,null,null,null,null,null,null,null,null,null,null,null,null,null,null,2220,1.0733328511420422E-4,{"$f":"X2233*'Back, Results'!$D$15","v":10.733328511420421},1.5563273746527491E-4]
[null,null,null,null,null,null,null,null,null,null,null,null,null,null,null,null,null,null,null,null,null,null,2226,9.8933380357496255E-5,{"$f":"X2239*'Back, Results'!$D$15","v":9.8933380357496254},1.5563273746527491E-4]
[null,null,null,null,null,null,null,null,null,null,null,null,null,null,null,null,null,null,null,null,null,null,2234,1.4513285651938999E-4,{"$f":"X2247*'Back, Results'!$D$15","v":14.513285651938999},1.5493274540221596E-4]
[null,null,null,null,null,null,null,null,null,null,null,null,null,null,null,null,null,null,null,null,null,null,2243,1.0663329305114521E-4,{"$f":"X2256*'Back, Results'!$D$15","v":10.663329305114521},1.5493274540221596E-4]
[null,null,null,null,null,null,null,null,null,null,null,null,null,null,null,null,null,null,null,null,null,null,2244,9.7533396231378264E-5,{"$f":"X2257*'Back, Results'!$D$15","v":9.7533396231378262},1.5493274540221596E-4]
[null,null,null,null,null,null,null,null,null,null,null,null,null,null,null,null,null,null,null,null,null,null,2252,9.8933380357496255E-5,{"$f":"X2265*'Back, Results'!$D$15","v":9.8933380357496254},1.5493274540221596E-4]
[null,null,null,null,null,null,null,null,null,null,null,null,null,null,null,null,null,null,null,null,null,null,2265,1.3463297557350504E-4,{"$f":"X2278*'Back, Results'!$D$15","v":13.463297557350504},1.5493274540221596E-4]
[null,null,null,null,null,null,null,null,null,null,null,null,null,null,null,null,null,null,null,null,null,null,2269,8.6333523222434334E-5,{"$f":"X2282*'Back, Results'!$D$15","v":8.6333523222434341},1.5493274540221596E-4]
[null,null,null,null,null,null,null,null,null,null,null,null,null,null,null,null,null,null,null,null,null,null,2279,1.2763305494291509E-4,{"$f":"X2292*'Back, Results'!$D$15","v":12.763305494291508},1.5423275333915695E-4]
[null,null,null,null,null,null,null,null,null,null,null,null,null,null,null,null,null,null,null,null,null,null,2286,1.626326580958649E-4,{"$f":"X2299*'Back, Results'!$D$15","v":16.263265809586489},1.5423275333915695E-4]
[null,null,null,null,null,null,null,null,null,null,null,null,null,null,null,null,null,null,null,null,null,null,2295,8.003359465490336E-5,{"$f":"X2308*'Back, Results'!$D$15","v":8.0033594654903357},1.5423275333915695E-4]
[null,null,null,null,null,null,null,null,null,null,null,null,null,null,null,null,null,null,null,null,null,null,2302,1.1433320574479419E-4,{"$f":"X2315*'Back, Results'!$D$15","v":11.433320574479419},1.5423275333915695E-4]
[null,null,null,null,null,null,null,null,null,null,null,null,null,null,null,null,null,null,null,null,null,null,2304,1.4163289620409503E-4,{"$f":"X2317*'Back, Results'!$D$15","v":14.163289620409502},1.5423275333915695E-4]
[null,null,null,null,null,null,null,null,null,null,null,null,null,null,null,null,null,null,null,null,null,null,2316,9.8233388294437246E-5,{"$f":"X2329*'Back, Results'!$D$15","v":9.8233388294437241},1.5353276127609797E-4]
[null,null,null,null,null,null,null,null,null,null,null,null,null,null,null,null,null,null,null,null,null,null,2321,6.5333761330664439E-5,{"$f":"X2334*'Back, Results'!$D$15","v":6.5333761330664437},1.5353276127609797E-4]
[null,null,null,null,null,null,null,null,null,null,null,null,null,null,null,null,null,null,null,null,null,null,2333,1.5423275333915695E-4,{"$f":"X2346*'Back, Results'!$D$15","v":15.423275333915695},1.5353276127609797E-4]
[null,null,null,null,null,null,null,null,null,null,null,null,null,null,null,null,null,null,null,null,null,null,2338,9.8933380357496255E-5,{"$f":"X2351*'Back, Results'!$D$15","v":9.8933380357496254},1.5283276921303896E-4]
[null,null,null,null,null,null,null,null,null,null,null,null,null,null,null,null,null,null,null,null,null,null,2347,7.5833642276549373E-5,{"$f":"X2360*'Back, Results'!$D$15","v":7.5833642276549371},1.5283276921303896E-4]
[null,null,null,null,null,null,null,null,null,null,null,null,null,null,null,null,null,null,null,null,null,null,2355,1.6333265015892391E-4,{"$f":"X2368*'Back, Results'!$D$15","v":16.33326501589239},1.5283276921303896E-4]
[null,null,null,null,null,null,null,null,null,null,null,null,null,null,null,null,null,null,null,null,null,null,2361,1.2693306287985611E-4,{"$f":"X2374*'Back, Results'!$D$15","v":12.69330628798561},1.5283276921303896E-4]
[null,null,null,null,null,null,null,null,null,null,null,null,null,null,null,null,null,null,null,null,null,null,2364,9.7533396231378264E-5,{"$f":"X2377*'Back, Results'!$D$15","v":9.7533396231378262},1.5283276921303896E-4]
[null,null,null,null,null,null,null,null,null,null,null,null,null,null,null,null,null,null,null,null,null,null,2375,1.2483308669067911E-4,{"$f":"X2388*'Back, Results'!$D$15","v":12.483308669067911},1.5213277714997998E-4]
[null,null,null,null,null,null,null,null,null,null,null,null,null,null,null,null,null,null,null,null,null,null,2381,1.2693306287985611E-4,{"$f":"X2394*'Back, Results'!$D$15","v":12.69330628798561},1.5213277714997998E-4]
[null,null,null,null,null,null,null,null,null,null,null,null,null,null,null,null,null,null,null,null,null,null,2389,9.7533396231378264E-5,{"$f":"X2402*'Back, Results'!$D$15","v":9.7533396231378262},1.5213277714997998E-4]
[null,null,null,null,null,null,null,null,null,null,null,null,null,null,null,null,null,null,null,null,null,null,2398,1.3813293588880004E-4,{"$f":"X2411*'Back, Results'!$D$15","v":13.813293588880004},1.5213277714997998E-4]
[null,null,null,null,null,null,null,null,null,null,null,null,null,null,null,null,null,null,null,null,null,null,2406,1.304330231951511E-4,{"$f":"X2419*'Back, Results'!$D$15","v":13.04330231951511},1.5213277714997998E-4]
[null,null,null,null,null,null,null,null,null,null,null,null,null,null,null,null,null,null,null,null,null,null,2415,9.6833404168319254E-5,{"$f":"X2428*'Back, Results'!$D$15","v":9.6833404168319248},1.5143278508692097E-4]
[null,null,null,null,null,null,null,null,null,null,null,null,null,null,null,null,null,null,null,null,null,null,2420,1.0523330892502722E-4,{"$f":"X2433*'Back, Results'!$D$15","v":10.523330892502722},1.5143278508692097E-4]
[null,null,null,null,null,null,null,null,null,null,null,null,null,null,null,null,null,null,null,null,null,null,2424,1.304330231951511E-4,{"$f":"X2437*'Back, Results'!$D$15","v":13.04330231951511},1.5143278508692097E-4]
[null,null,null,null,null,null,null,null,null,null,null,null,null,null,null,null,null,null,null,null,null,null,2434,1.1573318987091218E-4,{"$f":"X2447*'Back, Results'!$D$15","v":11.573318987091218},1.5143278508692097E-4]
[null,null,null,null,null,null,null,null,null,null,null,null,null,null,null,null,null,null,null,null,null,null,2441,9.963337242055525E-5,{"$f":"X2454*'Back, Results'!$D$15","v":9.9633372420555251},1.5143278508692097E-4]
[null,null,null,null,null,null,null,null,null,null,null,null,null,null,null,null,null,null,null,null,null,null,2448,1.626326580958649E-4,{"$f":"X2461*'Back, Results'!$D$15","v":16.263265809586489},1.5143278508692097E-4]
[null,null,null,null,null,null,null,null,null,null,null,null,null,null,null,null,null,null,null,null,null,null,2458,1.2553307875373812E-4,{"$f":"X2471*'Back, Results'!$D$15","v":12.553307875373811},1.5073279302386196E-4]
[null,null,null,null,null,null,null,null,null,null,null,null,null,null,null,null,null,null,null,null,null,null,2467,1.2693306287985611E-4,{"$f":"X2480*'Back, Results'!$D$15","v":12.69330628798561},1.5073279302386196E-4]
[null,null,null,null,null,null,null,null,null,null,null,null,null,null,null,null,null,null,null,null,null,null,2471,1.5983268984362891E-4,{"$f":"X2484*'Back, Results'!$D$15","v":15.983268984362891},1.5073279302386196E-4]
[null,null,null,null,null,null,null,null,null,null,null,null,null,null,null,null,null,null,null,null,null,null,2484,1.241330946276201E-4,{"$f":"X2497*'Back, Results'!$D$15","v":12.41330946276201},1.5073279302386196E-4]
[null,null,null,null,null,null,null,null,null,null,null,null,null,null,null,null,null,null,null,null,null,null,2485,1.262330708167971E-4,{"$f":"X2498*'Back, Results'!$D$15","v":12.623307081679709},1.5073279302386196E-4]
[null,null,null,null,null,null,null,null,null,null,null,null,null,null,null,null,null,null,null,null,null,null,2493,1.4583284858244903E-4,{"$f":"X2506*'Back, Results'!$D$15","v":14.583284858244904},1.5003280096080297E-4]
[null,null,null,null,null,null,null,null,null,null,null,null,null,null,null,null,null,null,null,null,null,null,2502,1.9133233268128376E-4,{"$f":"X2515*'Back, Results'!$D$15","v":19.133233268128375},1.5003280096080297E-4]
[null,null,null,null,null,null,null,null,null,null,null,null,null,null,null,null,null,null,null,null,null,null,2510,1.2903303906903311E-4,{"$f":"X2523*'Back, Results'!$D$15","v":12.903303906903311},1.5003280096080297E-4]
[null,null,null,null,null,null,null,null,null,null,null,null,null,null,null,null,null,null,null,null,null,null,2516,1.2553307875373812E-4,{"$f":"X2529*'Back, Results'!$D$15","v":12.553307875373811},1.5003280096080297E-4]
[null,null,null,null,null,null,null,null,null,null,null,null,null,null,null,null,null,null,null,null,null,null,2527,1.6403264222198289E-4,{"$f":"X2540*'Back, Results'!$D$15","v":16.403264222198288},1.4933280889774397E-4]
[null,null,null,null,null,null,null,null,null,null,null,null,null,null,null,null,null,null,null,null,null,null,2530,1.2203311843844312E-4,{"$f":"X2543*'Back, Results'!$D$15","v":12.203311843844313},1.4933280889774397E-4]
[null,null,null,null,null,null,null,null,null,null,null,null,null,null,null,null,null,null,null,null,null,null,2544,1.4653284064550798E-4,{"$f":"X2557*'Back, Results'!$D$15","v":14.653284064550798},1.4933280889774397E-4]
[null,null,null,null,null,null,null,null,null,null,null,null,null,null,null,null,null,null,null,null,null,null,2551,1.4373287239327203E-4,{"$f":"X2564*'Back, Results'!$D$15","v":14.373287239327203},1.4863281683468498E-4]
[null,null,null,null,null,null,null,null,null,null,null,null,null,null,null,null,null,null,null,null,null,null,2553,1.283330470059741E-4,{"$f":"X2566*'Back, Results'!$D$15","v":12.833304700597409},1.4863281683468498E-4]
[null,null,null,null,null,null,null,null,null,null,null,null,null,null,null,null,null,null,null,null,null,null,2561,1.262330708167971E-4,{"$f":"X2574*'Back, Results'!$D$15","v":12.623307081679709},1.4863281683468498E-4]
[null,null,null,null,null,null,null,null,null,null,null,null,null,null,null,null,null,null,null,null,null,null,2570,1.5493274540221596E-4,{"$f":"X2583*'Back, Results'!$D$15","v":15.493274540221595},1.4863281683468498E-4]
[null,null,null,null,null,null,null,null,null,null,null,null,null,null,null,null,null,null,null,null,null,null,2575,1.6613261841115989E-4,{"$f":"X2588*'Back, Results'!$D$15","v":16.613261841115989},1.4793282477162597E-4]
[null,null,null,null,null,null,null,null,null,null,null,null,null,null,null,null,null,null,null,null,null,null,2587,9.1933459726906285E-5,{"$f":"X2600*'Back, Results'!$D$15","v":9.1933459726906293},1.4793282477162597E-4]
[null,null,null,null,null,null,null,null,null,null,null,null,null,null,null,null,null,null,null,null,null,null,2596,1.4513285651938999E-4,{"$f":"X2609*'Back, Results'!$D$15","v":14.513285651938999},1.4793282477162597E-4]
[null,null,null,null,null,null,null,null,null,null,null,null,null,null,null,null,null,null,null,null,null,null,2604,8.003359465490336E-5,{"$f":"X2617*'Back, Results'!$D$15","v":8.0033594654903357},1.4793282477162597E-4]
[null,null,null,null,null,null,null,null,null,null,null,null,null,null,null,null,null,null,null,null,null,null,2610,5.6233864510897489E-5,{"$f":"X2623*'Back, Results'!$D$15","v":5.6233864510897487},1.4723283270856699E-4]
[null,null,null,null,null,null,null,null,null,null,null,null,null,null,null,null,null,null,null,null,null,null,2613,8.2833562907139356E-5,{"$f":"X2626*'Back, Results'!$D$15","v":8.283356290713936},1.4723283270856699E-4]
[null,null,null,null,null,null,null,null,null,null,null,null,null,null,null,null,null,null,null,null,null,null,2622,1.0943326130338119E-4,{"$f":"X2635*'Back, Results'!$D$15","v":10.94332613033812},1.4723283270856699E-4]
[null,null,null,null,null,null,null,null,null,null,null,null,null,null,null,null,null,null,null,null,null,null,2633,8.5633531159375325E-5,{"$f":"X2646*'Back, Results'!$D$15","v":8.5633531159375327},1.4723283270856699E-4]
[null,null,null,null,null,null,null,null,null,null,null,null,null,null,null,null,null,null,null,null,null,null,2639,1.0803327717726321E-4,{"$f":"X2652*'Back, Results'!$D$15","v":10.803327717726321},1.4723283270856699E-4]
[null,null,null,null,null,null,null,null,null,null,null,null,null,null,null,null,null,null,null,null,null,null,2647,1.1713317399703015E-4,{"$f":"X2660*'Back, Results'!$D$15","v":11.713317399703016},1.4653284064550798E-4]
[null,null,null,null,null,null,null,null,null,null,null,null,null,null,null,null,null,null,null,null,null,null,2656,8.0733586717962355E-5,{"$f":"X2669*'Back, Results'!$D$15","v":8.0733586717962353},1.4653284064550798E-4]
[null,null,null,null,null,null,null,null,null,null,null,null,null,null,null,null,null,null,null,null,null,null,2664,1.1363321368173518E-4,{"$f":"X2677*'Back, Results'!$D$15","v":11.363321368173517},1.4653284064550798E-4]
[null,null,null,null,null,null,null,null,null,null,null,null,null,null,null,null,null,null,null,null,null,null,2665,1.1853315812314815E-4,{"$f":"X2678*'Back, Results'!$D$15","v":11.853315812314815},1.4653284064550798E-4]
[null,null,null,null,null,null,null,null,null,null,null,null,null,null,null,null,null,null,null,null,null,null,2678,6.6033753393723434E-5,{"$f":"X2691*'Back, Results'!$D$15","v":6.6033753393723433},1.4583284858244903E-4]
[null,null,null,null,null,null,null,null,null,null,null,null,null,null,null,null,null,null,null,null,null,null,2682,6.3233785141487438E-5,{"$f":"X2695*'Back, Results'!$D$15","v":6.323378514148744},1.4583284858244903E-4]
[null,null,null,null,null,null,null,null,null,null,null,null,null,null,null,null,null,null,null,null,null,null,2692,8.7733507348552325E-5,{"$f":"X2705*'Back, Results'!$D$15","v":8.7733507348552333},1.4583284858244903E-4]
[null,null,null,null,null,null,null,null,null,null,null,null,null,null,null,null,null,null,null,null,null,null,2699,6.5333761330664439E-5,{"$f":"X2712*'Back, Results'!$D$15","v":6.5333761330664437},1.4583284858244903E-4]
[null,null,null,null,null,null,null,null,null,null,null,null,null,null,null,null,null,null,null,null,null,null,2706,5.0633928006425517E-5,{"$f":"X2719*'Back, Results'!$D$15","v":5.0633928006425517},1.4583284858244903E-4]
[null,null,null,null,null,null,null,null,null,null,null,null,null,null,null,null,null,null,null,null,null,null,2716,1.0733328511420422E-4,{"$f":"X2729*'Back, Results'!$D$15","v":10.733328511420421},1.4513285651938999E-4]
[null,null,null,null,null,null,null,null,null,null,null,null,null,null,null,null,null,null,null,null,null,null,2723,8.8433499411611294E-5,{"$f":"X2736*'Back, Results'!$D$15","v":8.8433499411611294},1.4513285651938999E-4]
[null,null,null,null,null,null,null,null,null,null,null,null,null,null,null,null,null,null,null,null,null,null,2725,6.7433737519841425E-5,{"$f":"X2738*'Back, Results'!$D$15","v":6.7433737519841426},1.4513285651938999E-4]
[null,null,null,null,null,null,null,null,null,null,null,null,null,null,null,null,null,null,null,null,null,null,2737,1.1643318193397115E-4,{"$f":"X2750*'Back, Results'!$D$15","v":11.643318193397114},1.4513285651938999E-4]
[null,null,null,null,null,null,null,null,null,null,null,null,null,null,null,null,null,null,null,null,null,null,2742,1.4163289620409503E-4,{"$f":"X2755*'Back, Results'!$D$15","v":14.163289620409502},1.4513285651938999E-4]
[null,null,null,null,null,null,null,null,null,null,null,null,null,null,null,null,null,null,null,null,null,null,2751,7.5833642276549373E-5,{"$f":"X2764*'Back, Results'!$D$15","v":7.5833642276549371},1.4513285651938999E-4]
[null,null,null,null,null,null,null,null,null,null,null,null,null,null,null,null,null,null,null,null,null,null,2759,1.0523330892502722E-4,{"$f":"X2772*'Back, Results'!$D$15","v":10.523330892502722},1.4443286445633098E-4]
[null,null,null,null,null,null,null,null,null,null,null,null,null,null,null,null,null,null,null,null,null,null,2765,1.1923315018620715E-4,{"$f":"X2778*'Back, Results'!$D$15","v":11.923315018620716},1.4443286445633098E-4]
[null,null,null,null,null,null,null,null,null,null,null,null,null,null,null,null,null,null,null,null,null,null,2776,6.673374545678243E-5,{"$f":"X2789*'Back, Results'!$D$15","v":6.673374545678243},1.4443286445633098E-4]
[null,null,null,null,null,null,null,null,null,null,null,null,null,null,null,null,null,null,null,null,null,null,2782,9.8233388294437246E-5,{"$f":"X2795*'Back, Results'!$D$15","v":9.8233388294437241},1.4443286445633098E-4]
[null,null,null,null,null,null,null,null,null,null,null,null,null,null,null,null,null,null,null,null,null,null,2785,1.1853315812314815E-4,{"$f":"X2798*'Back, Results'!$D$15","v":11.853315812314815},1.4443286445633098E-4]
[null,null,null,null,null,null,null,null,null,null,null,null,null,null,null,null,null,null,null,null,null,null,2794,5.9733824826192467E-5,{"$f":"X2807*'Back, Results'!$D$15","v":5.9733824826192468},1.4443286445633098E-4]
[null,null,null,null,null,null,null,null,null,null,null,null,null,null,null,null,null,null,null,null,null,null,2802,4.5733983565012541E-5,{"$f":"X2815*'Back, Results'!$D$15","v":4.5733983565012544},1.4373287239327203E-4]
[null,null,null,null,null,null,null,null,null,null,null,null,null,null,null,null,null,null,null,null,null,null,2811,8.4233547033257333E-5,{"$f":"X2824*'Back, Results'!$D$15","v":8.4233547033257334},1.4373287239327203E-4]
[null,null,null,null,null,null,null,null,null,null,null,null,null,null,null,null,null,null,null,null,null,null,2819,4.5733983565012541E-5,{"$f":"X2832*'Back, Results'!$D$15","v":4.5733983565012544},1.4373287239327203E-4]
[null,null,null,null,null,null,null,null,null,null,null,null,null,null,null,null,null,null,null,null,null,null,2828,4.5733983565012541E-5,{"$f":"X2841*'Back, Results'!$D$15","v":4.5733983565012544},1.4373287239327203E-4]
[null,null,null,null,null,null,null,null,null,null,null,null,null,null,null,null,null,null,null,null,null,null,2833,8.003359465490336E-5,{"$f":"X2846*'Back, Results'!$D$15","v":8.0033594654903357},1.4373287239327203E-4]
[null,null,null,null,null,null,null,null,null,null,null,null,null,null,null,null,null,null,null,null,null,null,2845,4.5733983565012541E-5,{"$f":"X2858*'Back, Results'!$D$15","v":4.5733983565012544},1.4303288033021302E-4]
[null,null,null,null,null,null,null,null,null,null,null,null,null,null,null,null,null,null,null,null,null,null,2847,4.5733983565012541E-5,{"$f":"X2860*'Back, Results'!$D$15","v":4.5733983565012544},1.4303288033021302E-4]
[null,null,null,null,null,null,null,null,null,null,null,null,null,null,null,null,null,null,null,null,null,null,2854,5.133392006948452E-5,{"$f":"X2867*'Back, Results'!$D$15","v":5.1333920069484522},1.4303288033021302E-4]
[null,null,null,null,null,null,null,null,null,null,null,null,null,null,null,null,null,null,null,null,null,null,2861,9.6833404168319254E-5,{"$f":"X2874*'Back, Results'!$D$15","v":9.6833404168319248},1.4303288033021302E-4]
[null,null,null,null,null,null,null,null,null,null,null,null,null,null,null,null,null,null,null,null,null,null,2871,4.5733983565012541E-5,{"$f":"X2884*'Back, Results'!$D$15","v":4.5733983565012544},1.4303288033021302E-4]
[null,null,null,null,null,null,null,null,null,null,null,null,null,null,null,null,null,null,null,null,null,null,2878,6.5333761330664439E-5,{"$f":"X2891*'Back, Results'!$D$15","v":6.5333761330664437},1.4303288033021302E-4]
[null,null,null,null,null,null,null,null,null,null,null,null,null,null,null,null,null,null,null,null,null,null,2888,8.6333523222434334E-5,{"$f":"X2901*'Back, Results'!$D$15","v":8.6333523222434341},1.4233288826715404E-4]
[null,null,null,null,null,null,null,null,null,null,null,null,null,null,null,null,null,null,null,null,null,null,2892,4.5733983565012541E-5,{"$f":"X2905*'Back, Results'!$D$15","v":4.5733983565012544},1.4233288826715404E-4]
[null,null,null,null,null,null,null,null,null,null,null,null,null,null,null,null,null,null,null,null,null,null,2905,7.7233626402667364E-5,{"$f":"X2918*'Back, Results'!$D$15","v":7.7233626402667364},1.4233288826715404E-4]
[null,null,null,null,null,null,null,null,null,null,null,null,null,null,null,null,null,null,null,null,null,null,2906,8.2133570844080333E-5,{"$f":"X2919*'Back, Results'!$D$15","v":8.2133570844080328},1.4233288826715404E-4]
[null,null,null,null,null,null,null,null,null,null,null,null,null,null,null,null,null,null,null,null,null,null,2914,4.6433975628071544E-5,{"$f":"X2927*'Back, Results'!$D$15","v":4.643397562807154},1.4163289620409503E-4]
[null,null,null,null,null,null,null,null,null,null,null,null,null,null,null,null,null,null,null,null,null,null,2927,5.7633848637015473E-5,{"$f":"X2940*'Back, Results'!$D$15","v":5.763384863701547},1.4163289620409503E-4]
[null,null,null,null,null,null,null,null,null,null,null,null,null,null,null,null,null,null,null,null,null,null,2931,9.0533475600788294E-5,{"$f":"X2944*'Back, Results'!$D$15","v":9.05334756007883},1.4163289620409503E-4]
[null,null,null,null,null,null,null,null,null,null,null,null,null,null,null,null,null,null,null,null,null,null,2937,6.183380101536946E-5,{"$f":"X2950*'Back, Results'!$D$15","v":6.1833801015369456},1.4163289620409503E-4]
[null,null,null,null,null,null,null,null,null,null,null,null,null,null,null,null,null,null,null,null,null,null,2948,4.5733983565012541E-5,{"$f":"X2961*'Back, Results'!$D$15","v":4.5733983565012544},1.4093290414103602E-4]
[null,null,null,null,null,null,null,null,null,null,null,null,null,null,null,null,null,null,null,null,null,null,2957,1.1993314224926614E-4,{"$f":"X2970*'Back, Results'!$D$15","v":11.993314224926614},1.4093290414103602E-4]
[null,null,null,null,null,null,null,null,null,null,null,null,null,null,null,null,null,null,null,null,null,null,2964,4.5733983565012541E-5,{"$f":"X2977*'Back, Results'!$D$15","v":4.5733983565012544},1.4093290414103602E-4]
[null,null,null,null,null,null,null,null,null,null,null,null,null,null,null,null,null,null,null,null,null,null,2966,4.5733983565012541E-5,{"$f":"X2979*'Back, Results'!$D$15","v":4.5733983565012544},1.4093290414103602E-4]
[null,null,null,null,null,null,null,null,null,null,null,null,null,null,null,null,null,null,null,null,null,null,2974,7.5133650213490377E-5,{"$f":"X2987*'Back, Results'!$D$15","v":7.5133650213490375},1.4093290414103602E-4]
[null,null,null,null,null,null,null,null,null,null,null,null,null,null,null,null,null,null,null,null,null,null,2983,1.0453331686196822E-4,{"$f":"X2996*'Back, Results'!$D$15","v":10.453331686196822},1.4023291207797704E-4]
[null,null,null,null,null,null,null,null,null,null,null,null,null,null,null,null,null,null,null,null,null,null,2995,4.5733983565012541E-5,{"$f":"X3008*'Back, Results'!$D$15","v":4.5733983565012544},1.4023291207797704E-4]
[null,null,null,null,null,null,null,null,null,null,null,null,null,null,null,null,null,null,null,null,null,null,3000,1.0803327717726321E-4,{"$f":"X3013*'Back, Results'!$D$15","v":10.803327717726321},1.3953292001491803E-4]
[null,null,null,null,null,null,null,null,null,null,null,null,null,null,null,null,null,null,null,null,null,null,3009,1.0803327717726321E-4,{"$f":"X3022*'Back, Results'!$D$15","v":10.803327717726321},1.3953292001491803E-4]
[null,null,null,null,null,null,null,null,null,null,null,null,null,null,null,null,null,null,null,null,null,null,3017,4.5733983565012541E-5,{"$f":"X3030*'Back, Results'!$D$15","v":4.5733983565012544},1.3953292001491803E-4]
[null,null,null,null,null,null,null,null,null,null,null,null,null,null,null,null,null,null,null,null,null,null,3023,9.333344385302429E-5,{"$f":"X3036*'Back, Results'!$D$15","v":9.3333443853024285},1.3953292001491803E-4]
[null,null,null,null,null,null,null,null,null,null,null,null,null,null,null,null,null,null,null,null,null,null,3026,9.5433420042201263E-5,{"$f":"X3039*'Back, Results'!$D$15","v":9.5433420042201256},1.3953292001491803E-4]
[null,null,null,null,null,null,null,null,null,null,null,null,null,null,null,null,null,null,null,null,null,null,3040,8.7733507348552325E-5,{"$f":"X3053*'Back, Results'!$D$15","v":8.7733507348552333},1.3883292795185905E-4]
[null,null,null,null,null,null,null,null,null,null,null,null,null,null,null,null,null,null,null,null,null,null,3043,9.1933459726906285E-5,{"$f":"X3056*'Back, Results'!$D$15","v":9.1933459726906293},1.3883292795185905E-4]
[null,null,null,null,null,null,null,null,null,null,null,null,null,null,null,null,null,null,null,null,null,null,3054,1.3183300732126906E-4,{"$f":"X3067*'Back, Results'!$D$15","v":13.183300732126906},1.3883292795185905E-4]
[null,null,null,null,null,null,null,null,null,null,null,null,null,null,null,null,null,null,null,null,null,null,3060,9.4033435916083286E-5,{"$f":"X3073*'Back, Results'!$D$15","v":9.4033435916083281},1.3813293588880004E-4]
[null,null,null,null,null,null,null,null,null,null,null,null,null,null,null,null,null,null,null,null,null,null,3068,1.0453331686196822E-4,{"$f":"X3081*'Back, Results'!$D$15","v":10.453331686196822},1.3813293588880004E-4]
[null,null,null,null,null,null,null,null,null,null,null,null,null,null,null,null,null,null,null,null,null,null,3077,1.4233288826715404E-4,{"$f":"X3090*'Back, Results'!$D$15","v":14.233288826715404},1.3813293588880004E-4]
[null,null,null,null,null,null,null,null,null,null,null,null,null,null,null,null,null,null,null,null,null,null,3082,1.0803327717726321E-4,{"$f":"X3095*'Back, Results'!$D$15","v":10.803327717726321},1.3813293588880004E-4]
[null,null,null,null,null,null,null,null,null,null,null,null,null,null,null,null,null,null,null,null,null,null,3086,9.4033435916083286E-5,{"$f":"X3099*'Back, Results'!$D$15","v":9.4033435916083281},1.3813293588880004E-4]
[null,null,null,null,null,null,null,null,null,null,null,null,null,null,null,null,null,null,null,null,null,null,3099,1.1923315018620715E-4,{"$f":"X3112*'Back, Results'!$D$15","v":11.923315018620716},1.3743294382574105E-4]
[null,null,null,null,null,null,null,null,null,null,null,null,null,null,null,null,null,null,null,null,null,null,3103,1.1643318193397115E-4,{"$f":"X3116*'Back, Results'!$D$15","v":11.643318193397114},1.3743294382574105E-4]
[null,null,null,null,null,null,null,null,null,null,null,null,null,null,null,null,null,null,null,null,null,null,3112,9.963337242055525E-5,{"$f":"X3125*'Back, Results'!$D$15","v":9.9633372420555251},1.3743294382574105E-4]
[null,null,null,null,null,null,null,null,null,null,null,null,null,null,null,null,null,null,null,null,null,null,3119,1.0173334860973222E-4,{"$f":"X3132*'Back, Results'!$D$15","v":10.173334860973222},1.3743294382574105E-4]
[null,null,null,null,null,null,null,null,null,null,null,null,null,null,null,null,null,null,null,null,null,null,3129,9.8933380357496255E-5,{"$f":"X3142*'Back, Results'!$D$15","v":9.8933380357496254},1.3673295176268204E-4]
[null,null,null,null,null,null,null,null,null,null,null,null,null,null,null,null,null,null,null,null,null,null,3136,7.6533634339608368E-5,{"$f":"X3149*'Back, Results'!$D$15","v":7.6533634339608367},1.3673295176268204E-4]
[null,null,null,null,null,null,null,null,null,null,null,null,null,null,null,null,null,null,null,null,null,null,3146,9.1233467663847303E-5,{"$f":"X3159*'Back, Results'!$D$15","v":9.1233467663847296},1.3673295176268204E-4]
[null,null,null,null,null,null,null,null,null,null,null,null,null,null,null,null,null,null,null,null,null,null,3150,8.9833483537729298E-5,{"$f":"X3163*'Back, Results'!$D$15","v":8.9833483537729304},1.3673295176268204E-4]
[null,null,null,null,null,null,null,null,null,null,null,null,null,null,null,null,null,null,null,null,null,null,3155,8.7733507348552325E-5,{"$f":"X3168*'Back, Results'!$D$15","v":8.7733507348552333},1.3603295969962304E-4]
[null,null,null,null,null,null,null,null,null,null,null,null,null,null,null,null,null,null,null,null,null,null,3164,7.4433658150431381E-5,{"$f":"X3177*'Back, Results'!$D$15","v":7.4433658150431379},1.3603295969962304E-4]
[null,null,null,null,null,null,null,null,null,null,null,null,null,null,null,null,null,null,null,null,null,null,3172,8.9833483537729298E-5,{"$f":"X3185*'Back, Results'!$D$15","v":8.9833483537729304},1.3603295969962304E-4]
[null,null,null,null,null,null,null,null,null,null,null,null,null,null,null,null,null,null,null,null,null,null,3178,8.5633531159375325E-5,{"$f":"X3191*'Back, Results'!$D$15","v":8.5633531159375327},1.3603295969962304E-4]
[null,null,null,null,null,null,null,null,null,null,null,null,null,null,null,null,null,null,null,null,null,null,3189,8.7733507348552325E-5,{"$f":"X3202*'Back, Results'!$D$15","v":8.7733507348552333},1.3533296763656405E-4]
[null,null,null,null,null,null,null,null,null,null,null,null,null,null,null,null,null,null,null,null,null,null,3195,9.4033435916083286E-5,{"$f":"X3208*'Back, Results'!$D$15","v":9.4033435916083281},1.3533296763656405E-4]
[null,null,null,null,null,null,null,null,null,null,null,null,null,null,null,null,null,null,null,null,null,null,3206,8.2833562907139356E-5,{"$f":"X3219*'Back, Results'!$D$15","v":8.283356290713936},1.3463297557350504E-4]
[null,null,null,null,null,null,null,null,null,null,null,null,null,null,null,null,null,null,null,null,null,null,3209,7.8633610528785355E-5,{"$f":"X3222*'Back, Results'!$D$15","v":7.8633610528785356},1.3463297557350504E-4]
[null,null,null,null,null,null,null,null,null,null,null,null,null,null,null,null,null,null,null,null,null,null,3215,8.9133491474670303E-5,{"$f":"X3228*'Back, Results'!$D$15","v":8.9133491474670308},1.3463297557350504E-4]
[null,null,null,null,null,null,null,null,null,null,null,null,null,null,null,null,null,null,null,null,null,null,3223,9.8933380357496255E-5,{"$f":"X3236*'Back, Results'!$D$15","v":9.8933380357496254},1.3463297557350504E-4]
[null,null,null,null,null,null,null,null,null,null,null,null,null,null,null,null,null,null,null,null,null,null,3232,8.5633531159375325E-5,{"$f":"X3245*'Back, Results'!$D$15","v":8.5633531159375327},1.3463297557350504E-4]
[null,null,null,null,null,null,null,null,null,null,null,null,null,null,null,null,null,null,null,null,null,null,3237,9.0533475600788294E-5,{"$f":"X3250*'Back, Results'!$D$15","v":9.05334756007883},1.3393298351044606E-4]
[null,null,null,null,null,null,null,null,null,null,null,null,null,null,null,null,null,null,null,null,null,null,3249,7.0933697835136403E-5,{"$f":"X3262*'Back, Results'!$D$15","v":7.0933697835136407},1.3393298351044606E-4]
[null,null,null,null,null,null,null,null,null,null,null,null,null,null,null,null,null,null,null,null,null,null,3254,4.7133967691130532E-5,{"$f":"X3267*'Back, Results'!$D$15","v":4.7133967691130536},1.3393298351044606E-4]
[null,null,null,null,null,null,null,null,null,null,null,null,null,null,null,null,null,null,null,null,null,null,3266,8.3533554970198338E-5,{"$f":"X3279*'Back, Results'!$D$15","v":8.3533554970198338},1.3393298351044606E-4]
[null,null,null,null,null,null,null,null,null,null,null,null,null,null,null,null,null,null,null,null,null,null,3268,8.5633531159375325E-5,{"$f":"X3281*'Back, Results'!$D$15","v":8.5633531159375327},1.3393298351044606E-4]
[null,null,null,null,null,null,null,null,null,null,null,null,null,null,null,null,null,null,null,null,null,null,3275,9.0533475600788294E-5,{"$f":"X3288*'Back, Results'!$D$15","v":9.05334756007883},1.3323299144738705E-4]
[null,null,null,null,null,null,null,null,null,null,null,null,null,null,null,null,null,null,null,null,null,null,3284,1.0033336448361425E-4,{"$f":"X3297*'Back, Results'!$D$15","v":10.033336448361425},1.3323299144738705E-4]
[null,null,null,null,null,null,null,null,null,null,null,null,null,null,null,null,null,null,null,null,null,null,3291,1.3393298351044606E-4,{"$f":"X3304*'Back, Results'!$D$15","v":13.393298351044606},1.3323299144738705E-4]
[null,null,null,null,null,null,null,null,null,null,null,null,null,null,null,null,null,null,null,null,null,null,3301,1.0313333273585021E-4,{"$f":"X3314*'Back, Results'!$D$15","v":10.313333273585021},1.3323299144738705E-4]
[null,null,null,null,null,null,null,null,null,null,null,null,null,null,null,null,null,null,null,null,null,null,3305,8.7033515285493316E-5,{"$f":"X3318*'Back, Results'!$D$15","v":8.7033515285493319},1.3323299144738705E-4]
[null,null,null,null,null,null,null,null,null,null,null,null,null,null,null,null,null,null,null,null,null,null,3318,1.1573318987091218E-4,{"$f":"X3331*'Back, Results'!$D$15","v":11.573318987091218},1.325329993843281E-4]
[null,null,null,null,null,null,null,null,null,null,null,null,null,null,null,null,null,null,null,null,null,null,3326,8.8433499411611294E-5,{"$f":"X3339*'Back, Results'!$D$15","v":8.8433499411611294},1.325329993843281E-4]
[null,null,null,null,null,null,null,null,null,null,null,null,null,null,null,null,null,null,null,null,null,null,3327,8.0733586717962355E-5,{"$f":"X3340*'Back, Results'!$D$15","v":8.0733586717962353},1.325329993843281E-4]
[null,null,null,null,null,null,null,null,null,null,null,null,null,null,null,null,null,null,null,null,null,null,3340,1.2483308669067911E-4,{"$f":"X3353*'Back, Results'!$D$15","v":12.483308669067911},1.325329993843281E-4]
[null,null,null,null,null,null,null,null,null,null,null,null,null,null,null,null,null,null,null,null,null,null,3344,1.0733328511420422E-4,{"$f":"X3357*'Back, Results'!$D$15","v":10.733328511420421},1.325329993843281E-4]
[null,null,null,null,null,null,null,null,null,null,null,null,null,null,null,null,null,null,null,null,null,null,3350,8.2833562907139356E-5,{"$f":"X3363*'Back, Results'!$D$15","v":8.283356290713936},1.3183300732126906E-4]
[null,null,null,null,null,null,null,null,null,null,null,null,null,null,null,null,null,null,null,null,null,null,3361,1.3113301525821005E-4,{"$f":"X3374*'Back, Results'!$D$15","v":13.113301525821006},1.3183300732126906E-4]
[null,null,null,null,null,null,null,null,null,null,null,null,null,null,null,null,null,null,null,null,null,null,3371,8.9833483537729298E-5,{"$f":"X3384*'Back, Results'!$D$15","v":8.9833483537729304},1.3183300732126906E-4]
[null,null,null,null,null,null,null,null,null,null,null,null,null,null,null,null,null,null,null,null,null,null,3378,8.7033515285493316E-5,{"$f":"X3391*'Back, Results'!$D$15","v":8.7033515285493319},1.3183300732126906E-4]
[null,null,null,null,null,null,null,null,null,null,null,null,null,null,null,null,null,null,null,null,null,null,3385,9.7533396231378264E-5,{"$f":"X3398*'Back, Results'!$D$15","v":9.7533396231378262},1.3183300732126906E-4]
[null,null,null,null,null,null,null,null,null,null,null,null,null,null,null,null,null,null,null,null,null,null,3387,9.8233388294437246E-5,{"$f":"X3400*'Back, Results'!$D$15","v":9.8233388294437241},1.3183300732126906E-4]
[null,null,null,null,null,null,null,null,null,null,null,null,null,null,null,null,null,null,null,null,null,null,3399,9.333344385302429E-5,{"$f":"X3412*'Back, Results'!$D$15","v":9.3333443853024285},1.3113301525821005E-4]
[null,null,null,null,null,null,null,null,null,null,null,null,null,null,null,null,null,null,null,null,null,null,3404,9.2633451789965294E-5,{"$f":"X3417*'Back, Results'!$D$15","v":9.2633451789965289},1.3113301525821005E-4]
[null,null,null,null,null,null,null,null,null,null,null,null,null,null,null,null,null,null,null,null,null,null,3416,1.0103335654667326E-4,{"$f":"X3429*'Back, Results'!$D$15","v":10.103335654667326},1.3113301525821005E-4]
[null,null,null,null,null,null,null,null,null,null,null,null,null,null,null,null,null,null,null,null,null,null,3421,9.1233467663847303E-5,{"$f":"X3434*'Back, Results'!$D$15","v":9.1233467663847296},1.304330231951511E-4]
[null,null,null,null,null,null,null,null,null,null,null,null,null,null,null,null,null,null,null,null,null,null,3430,9.8233388294437246E-5,{"$f":"X3443*'Back, Results'!$D$15","v":9.8233388294437241},1.304330231951511E-4]
[null,null,null,null,null,null,null,null,null,null,null,null,null,null,null,null,null,null,null,null,null,null,3438,1.0663329305114521E-4,{"$f":"X3451*'Back, Results'!$D$15","v":10.663329305114521},1.304330231951511E-4]
[null,null,null,null,null,null,null,null,null,null,null,null,null,null,null,null,null,null,null,null,null,null,3447,6.2533793078428443E-5,{"$f":"X3460*'Back, Results'!$D$15","v":6.2533793078428443},1.304330231951511E-4]
[null,null,null,null,null,null,null,null,null,null,null,null,null,null,null,null,null,null,null,null,null,null,3453,8.4933539096316329E-5,{"$f":"X3466*'Back, Results'!$D$15","v":8.4933539096316331},1.304330231951511E-4]
[null,null,null,null,null,null,null,null,null,null,null,null,null,null,null,null,null,null,null,null,null,null,3456,1.1363321368173518E-4,{"$f":"X3469*'Back, Results'!$D$15","v":11.363321368173517},1.304330231951511E-4]
[null,null,null,null,null,null,null,null,null,null,null,null,null,null,null,null,null,null,null,null,null,null,3467,6.183380101536946E-5,{"$f":"X3480*'Back, Results'!$D$15","v":6.1833801015369456},1.304330231951511E-4]
[null,null,null,null,null,null,null,null,null,null,null,null,null,null,null,null,null,null,null,null,null,null,3473,5.0633928006425517E-5,{"$f":"X3486*'Back, Results'!$D$15","v":5.0633928006425517},1.2973303113209209E-4]
[null,null,null,null,null,null,null,null,null,null,null,null,null,null,null,null,null,null,null,null,null,null,3481,1.1153323749255818E-4,{"$f":"X3494*'Back, Results'!$D$15","v":11.153323749255817},1.2973303113209209E-4]
[null,null,null,null,null,null,null,null,null,null,null,null,null,null,null,null,null,null,null,null,null,null,3490,1.0103335654667326E-4,{"$f":"X3503*'Back, Results'!$D$15","v":10.103335654667326},1.2973303113209209E-4]
[null,null,null,null,null,null,null,null,null,null,null,null,null,null,null,null,null,null,null,null,null,null,3495,9.0533475600788294E-5,{"$f":"X3508*'Back, Results'!$D$15","v":9.05334756007883},1.2973303113209209E-4]
[null,null,null,null,null,null,null,null,null,null,null,null,null,null,null,null,null,null,null,null,null,null,3507,1.2903303906903311E-4,{"$f":"X3520*'Back, Results'!$D$15","v":12.903303906903311},1.2973303113209209E-4]
[null,null,null,null,null,null,null,null,null,null,null,null,null,null,null,null,null,null,null,null,null,null,3512,1.2133312637538414E-4,{"$f":"X3525*'Back, Results'!$D$15","v":12.133312637538413},1.2973303113209209E-4]
[null,null,null,null,null,null,null,null,null,null,null,null,null,null,null,null,null,null,null,null,null,null,3516,9.8233388294437246E-5,{"$f":"X3529*'Back, Results'!$D$15","v":9.8233388294437241},1.2973303113209209E-4]
[null,null,null,null,null,null,null,null,null,null,null,null,null,null,null,null,null,null,null,null,null,null,3526,8.2133570844080333E-5,{"$f":"X3539*'Back, Results'!$D$15","v":8.2133570844080328},1.2903303906903311E-4]
[null,null,null,null,null,null,null,null,null,null,null,null,null,null,null,null,null,null,null,null,null,null,3533,8.2833562907139356E-5,{"$f":"X3546*'Back, Results'!$D$15","v":8.283356290713936},1.2903303906903311E-4]
[null,null,null,null,null,null,null,null,null,null,null,null,null,null,null,null,null,null,null,null,null,null,3540,5.9733824826192467E-5,{"$f":"X3553*'Back, Results'!$D$15","v":5.9733824826192468},1.2903303906903311E-4]
[null,null,null,null,null,null,null,null,null,null,null,null,null,null,null,null,null,null,null,null,null,null,3550,6.3233785141487438E-5,{"$f":"X3563*'Back, Results'!$D$15","v":6.323378514148744},1.2903303906903311E-4]
[null,null,null,null,null,null,null,null,null,null,null,null,null,null,null,null,null,null,null,null,null,null,3554,7.7233626402667364E-5,{"$f":"X3567*'Back, Results'!$D$15","v":7.7233626402667364},1.2903303906903311E-4]
[null,null,null,null,null,null,null,null,null,null,null,null,null,null,null,null,null,null,null,null,null,null,3567,6.5333761330664439E-5,{"$f":"X3580*'Back, Results'!$D$15","v":6.5333761330664437},1.283330470059741E-4]
[null,null,null,null,null,null,null,null,null,null,null,null,null,null,null,null,null,null,null,null,null,null,3568,6.5333761330664439E-5,{"$f":"X3581*'Back, Results'!$D$15","v":6.5333761330664437},1.283330470059741E-4]
[null,null,null,null,null,null,null,null,null,null,null,null,null,null,null,null,null,null,null,null,null,null,3576,8.9133491474670303E-5,{"$f":"X3589*'Back, Results'!$D$15","v":8.9133491474670308},1.283330470059741E-4]
[null,null,null,null,null,null,null,null,null,null,null,null,null,null,null,null,null,null,null,null,null,null,3585,9.4033435916083286E-5,{"$f":"X3598*'Back, Results'!$D$15","v":9.4033435916083281},1.283330470059741E-4]
[null,null,null,null,null,null,null,null,null,null,null,null,null,null,null,null,null,null,null,null,null,null,3593,9.1233467663847303E-5,{"$f":"X3606*'Back, Results'!$D$15","v":9.1233467663847296},1.2763305494291509E-4]
[null,null,null,null,null,null,null,null,null,null,null,null,null,null,null,null,null,null,null,null,null,null,3602,1.1713317399703015E-4,{"$f":"X3615*'Back, Results'!$D$15","v":11.713317399703016},1.2763305494291509E-4]
[null,null,null,null,null,null,null,null,null,null,null,null,null,null,null,null,null,null,null,null,null,null,3608,1.0453331686196822E-4,{"$f":"X3621*'Back, Results'!$D$15","v":10.453331686196822},1.2763305494291509E-4]
[null,null,null,null,null,null,null,null,null,null,null,null,null,null,null,null,null,null,null,null,null,null,3619,8.7733507348552325E-5,{"$f":"X3632*'Back, Results'!$D$15","v":8.7733507348552333},1.2763305494291509E-4]
[null,null,null,null,null,null,null,null,null,null,null,null,null,null,null,null,null,null,null,null,null,null,3622,1.0033336448361425E-4,{"$f":"X3635*'Back, Results'!$D$15","v":10.033336448361425},1.2763305494291509E-4]
[null,null,null,null,null,null,null,null,null,null,null,null,null,null,null,null,null,null,null,null,null,null,3628,1.3603295969962304E-4,{"$f":"X3641*'Back, Results'!$D$15","v":13.603295969962304},1.2693306287985611E-4]
[null,null,null,null,null,null,null,null,null,null,null,null,null,null,null,null,null,null,null,null,null,null,3636,6.9533713709018426E-5,{"$f":"X3649*'Back, Results'!$D$15","v":6.9533713709018423},1.2693306287985611E-4]
[null,null,null,null,null,null,null,null,null,null,null,null,null,null,null,null,null,null,null,null,null,null,3645,9.0533475600788294E-5,{"$f":"X3658*'Back, Results'!$D$15","v":9.05334756007883},1.2693306287985611E-4]
[null,null,null,null,null,null,null,null,null,null,null,null,null,null,null,null,null,null,null,null,null,null,3657,9.2633451789965294E-5,{"$f":"X3670*'Back, Results'!$D$15","v":9.2633451789965289},1.2693306287985611E-4]
[null,null,null,null,null,null,null,null,null,null,null,null,null,null,null,null,null,null,null,null,null,null,3662,5.34338962586615E-5,{"$f":"X3675*'Back, Results'!$D$15","v":5.3433896258661502},1.2693306287985611E-4]
[null,null,null,null,null,null,null,null,null,null,null,null,null,null,null,null,null,null,null,null,null,null,3667,5.9733824826192467E-5,{"$f":"X3680*'Back, Results'!$D$15","v":5.9733824826192468},1.262330708167971E-4]
[null,null,null,null,null,null,null,null,null,null,null,null,null,null,null,null,null,null,null,null,null,null,3679,9.8233388294437246E-5,{"$f":"X3692*'Back, Results'!$D$15","v":9.8233388294437241},1.262330708167971E-4]
[null,null,null,null,null,null,null,null,null,null,null,null,null,null,null,null,null,null,null,null,null,null,3681,8.3533554970198338E-5,{"$f":"X3694*'Back, Results'!$D$15","v":8.3533554970198338},1.262330708167971E-4]
[null,null,null,null,null,null,null,null,null,null,null,null,null,null,null,null,null,null,null,null,null,null,3688,4.5733983565012541E-5,{"$f":"X3701*'Back, Results'!$D$15","v":4.5733983565012544},1.262330708167971E-4]
[null,null,null,null,null,null,null,null,null,null,null,null,null,null,null,null,null,null,null,null,null,null,3702,9.1233467663847303E-5,{"$f":"X3715*'Back, Results'!$D$15","v":9.1233467663847296},1.262330708167971E-4]
[null,null,null,null,null,null,null,null,null,null,null,null,null,null,null,null,null,null,null,null,null,null,3705,9.4733427979142281E-5,{"$f":"X3718*'Back, Results'!$D$15","v":9.4733427979142277},1.262330708167971E-4]
[null,null,null,null,null,null,null,null,null,null,null,null,null,null,null,null,null,null,null,null,null,null,3716,8.4933539096316329E-5,{"$f":"X3729*'Back, Results'!$D$15","v":8.4933539096316331},1.262330708167971E-4]
[null,null,null,null,null,null,null,null,null,null,null,null,null,null,null,null,null,null,null,null,null,null,3722,1.1573318987091218E-4,{"$f":"X3735*'Back, Results'!$D$15","v":11.573318987091218},1.2553307875373812E-4]
[null,null,null,null,null,null,null,null,null,null,null,null,null,null,null,null,null,null,null,null,null,null,3730,8.3533554970198338E-5,{"$f":"X3743*'Back, Results'!$D$15","v":8.3533554970198338},1.2553307875373812E-4]
[null,null,null,null,null,null,null,null,null,null,null,null,null,null,null,null,null,null,null,null,null,null,3739,8.1433578781021351E-5,{"$f":"X3752*'Back, Results'!$D$15","v":8.143357878102135},1.2553307875373812E-4]
[null,null,null,null,null,null,null,null,null,null,null,null,null,null,null,null,null,null,null,null,null,null,3747,1.0033336448361425E-4,{"$f":"X3760*'Back, Results'!$D$15","v":10.033336448361425},1.2553307875373812E-4]
[null,null,null,null,null,null,null,null,null,null,null,null,null,null,null,null,null,null,null,null,null,null,3748,1.0103335654667326E-4,{"$f":"X3761*'Back, Results'!$D$15","v":10.103335654667326},1.2553307875373812E-4]
[null,null,null,null,null,null,null,null,null,null,null,null,null,null,null,null,null,null,null,null,null,null,3761,7.5133650213490377E-5,{"$f":"X3774*'Back, Results'!$D$15","v":7.5133650213490375},1.2483308669067911E-4]
[null,null,null,null,null,null,null,null,null,null,null,null,null,null,null,null,null,null,null,null,null,null,3765,9.0533475600788294E-5,{"$f":"X3778*'Back, Results'!$D$15","v":9.05334756007883},1.2483308669067911E-4]
[null,null,null,null,null,null,null,null,null,null,null,null,null,null,null,null,null,null,null,null,null,null,3774,1.1923315018620715E-4,{"$f":"X3787*'Back, Results'!$D$15","v":11.923315018620716},1.2483308669067911E-4]
[null,null,null,null,null,null,null,null,null,null,null,null,null,null,null,null,null,null,null,null,null,null,3784,8.2833562907139356E-5,{"$f":"X3797*'Back, Results'!$D$15","v":8.283356290713936},1.2483308669067911E-4]
[null,null,null,null,null,null,null,null,null,null,null,null,null,null,null,null,null,null,null,null,null,null,3791,1.0173334860973222E-4,{"$f":"X3804*'Back, Results'!$D$15","v":10.173334860973222},1.2483308669067911E-4]
[null,null,null,null,null,null,null,null,null,null,null,null,null,null,null,null,null,null,null,null,null,null,3798,9.8233388294437246E-5,{"$f":"X3811*'Back, Results'!$D$15","v":9.8233388294437241},1.241330946276201E-4]
[null,null,null,null,null,null,null,null,null,null,null,null,null,null,null,null,null,null,null,null,null,null,3808,4.5733983565012541E-5,{"$f":"X3821*'Back, Results'!$D$15","v":4.5733983565012544},1.241330946276201E-4]
[null,null,null,null,null,null,null,null,null,null,null,null,null,null,null,null,null,null,null,null,null,null,3812,4.5733983565012541E-5,{"$f":"X3825*'Back, Results'!$D$15","v":4.5733983565012544},1.241330946276201E-4]
[null,null,null,null,null,null,null,null,null,null,null,null,null,null,null,null,null,null,null,null,null,null,3817,9.333344385302429E-5,{"$f":"X3830*'Back, Results'!$D$15","v":9.3333443853024285},1.241330946276201E-4]
[null,null,null,null,null,null,null,null,null,null,null,null,null,null,null,null,null,null,null,null,null,null,3826,4.5733983565012541E-5,{"$f":"X3839*'Back, Results'!$D$15","v":4.5733983565012544},1.241330946276201E-4]
[null,null,null,null,null,null,null,null,null,null,null,null,null,null,null,null,null,null,null,null,null,null,3834,4.5733983565012541E-5,{"$f":"X3847*'Back, Results'!$D$15","v":4.5733983565012544},1.2343310256456111E-4]
[null,null,null,null,null,null,null,null,null,null,null,null,null,null,null,null,null,null,null,null,null,null,3843,7.7233626402667364E-5,{"$f":"X3856*'Back, Results'!$D$15","v":7.7233626402667364},1.2343310256456111E-4]
[null,null,null,null,null,null,null,null,null,null,null,null,null,null,null,null,null,null,null,null,null,null,3851,5.133392006948452E-5,{"$f":"X3864*'Back, Results'!$D$15","v":5.1333920069484522},1.2343310256456111E-4]
[null,null,null,null,null,null,null,null,null,null,null,null,null,null,null,null,null,null,null,null,null,null,3857,4.5733983565012541E-5,{"$f":"X3870*'Back, Results'!$D$15","v":4.5733983565012544},1.2343310256456111E-4]
[null,null,null,null,null,null,null,null,null,null,null,null,null,null,null,null,null,null,null,null,null,null,3868,7.2333681961254408E-5,{"$f":"X3881*'Back, Results'!$D$15","v":7.2333681961254408},1.2273311050150213E-4]
[null,null,null,null,null,null,null,null,null,null,null,null,null,null,null,null,null,null,null,null,null,null,3871,7.0233705772077408E-5,{"$f":"X3884*'Back, Results'!$D$15","v":7.0233705772077411},1.2273311050150213E-4]
[null,null,null,null,null,null,null,null,null,null,null,null,null,null,null,null,null,null,null,null,null,null,3877,5.9733824826192467E-5,{"$f":"X3890*'Back, Results'!$D$15","v":5.9733824826192468},1.2273311050150213E-4]
[null,null,null,null,null,null,null,null,null,null,null,null,null,null,null,null,null,null,null,null,null,null,3885,7.0933697835136403E-5,{"$f":"X3898*'Back, Results'!$D$15","v":7.0933697835136407},1.2273311050150213E-4]
[null,null,null,null,null,null,null,null,null,null,null,null,null,null,null,null,null,null,null,null,null,null,3894,9.8933380357496255E-5,{"$f":"X3907*'Back, Results'!$D$15","v":9.8933380357496254},1.2273311050150213E-4]
[null,null,null,null,null,null,null,null,null,null,null,null,null,null,null,null,null,null,null,null,null,null,3902,4.5733983565012541E-5,{"$f":"X3915*'Back, Results'!$D$15","v":4.5733983565012544},1.2273311050150213E-4]
[null,null,null,null,null,null,null,null,null,null,null,null,null,null,null,null,null,null,null,null,null,null,3911,6.3933777204546434E-5,{"$f":"X3924*'Back, Results'!$D$15","v":6.3933777204546436},1.2203311843844312E-4]
[null,null,null,null,null,null,null,null,null,null,null,null,null,null,null,null,null,null,null,null,null,null,3916,7.7933618465726359E-5,{"$f":"X3929*'Back, Results'!$D$15","v":7.793361846572636},1.2203311843844312E-4]
[null,null,null,null,null,null,null,null,null,null,null,null,null,null,null,null,null,null,null,null,null,null,3928,4.5733983565012541E-5,{"$f":"X3941*'Back, Results'!$D$15","v":4.5733983565012544},1.2203311843844312E-4]
[null,null,null,null,null,null,null,null,null,null,null,null,null,null,null,null,null,null,null,null,null,null,3929,4.5733983565012541E-5,{"$f":"X3942*'Back, Results'!$D$15","v":4.5733983565012544},1.2203311843844312E-4]
[null,null,null,null,null,null,null,null,null,null,null,null,null,null,null,null,null,null,null,null,null,null,3939,6.883372164595943E-5,{"$f":"X3952*'Back, Results'!$D$15","v":6.8833721645959427},1.2203311843844312E-4]
[null,null,null,null,null,null,null,null,null,null,null,null,null,null,null,null,null,null,null,null,null,null,3946,4.5733983565012541E-5,{"$f":"X3959*'Back, Results'!$D$15","v":4.5733983565012544},1.2203311843844312E-4]
[null,null,null,null,null,null,null,null,null,null,null,null,null,null,null,null,null,null,null,null,null,null,3953,4.5733983565012541E-5,{"$f":"X3966*'Back, Results'!$D$15","v":4.5733983565012544},1.2203311843844312E-4]
[null,null,null,null,null,null,null,null,null,null,null,null,null,null,null,null,null,null,null,null,null,null,3963,4.5733983565012541E-5,{"$f":"X3976*'Back, Results'!$D$15","v":4.5733983565012544},1.2203311843844312E-4]
[null,null,null,null,null,null,null,null,null,null,null,null,null,null,null,null,null,null,null,null,null,null,3967,4.6433975628071544E-5,{"$f":"X3980*'Back, Results'!$D$15","v":4.643397562807154},1.2203311843844312E-4]
[null,null,null,null,null,null,null,null,null,null,null,null,null,null,null,null,null,null,null,null,null,null,3980,4.5733983565012541E-5,{"$f":"X3993*'Back, Results'!$D$15","v":4.5733983565012544},1.2133312637538414E-4]
[null,null,null,null,null,null,null,null,null,null,null,null,null,null,null,null,null,null,null,null,null,null,3988,7.0233705772077408E-5,{"$f":"X4001*'Back, Results'!$D$15","v":7.0233705772077411},1.2133312637538414E-4]
[null,null,null,null,null,null,null,null,null,null,null,null,null,null,null,null,null,null,null,null,null,null,3989,7.5833642276549373E-5,{"$f":"X4002*'Back, Results'!$D$15","v":7.5833642276549371},1.2133312637538414E-4]
[null,null,null,null,null,null,null,null,null,null,null,null,null,null,null,null,null,null,null,null,null,null,3998,4.5733983565012541E-5,{"$f":"X4011*'Back, Results'!$D$15","v":4.5733983565012544},1.2133312637538414E-4]
[null,null,null,null,null,null,null,null,null,null,null,null,null,null,null,null,null,null,null,null,null,null,4006,5.2033912132543502E-5,{"$f":"X4019*'Back, Results'!$D$15","v":5.2033912132543501},1.2133312637538414E-4]
[null,null,null,null,null,null,null,null,null,null,null,null,null,null,null,null,null,null,null,null,null,null,4012,8.2833562907139356E-5,{"$f":"X4025*'Back, Results'!$D$15","v":8.283356290713936},1.2133312637538414E-4]
[null,null,null,null,null,null,null,null,null,null,null,null,null,null,null,null,null,null,null,null,null,null,4023,4.5733983565012541E-5,{"$f":"X4036*'Back, Results'!$D$15","v":4.5733983565012544},1.2133312637538414E-4]
[null,null,null,null,null,null,null,null,null,null,null,null,null,null,null,null,null,null,null,null,null,null,4033,5.2733904195602504E-5,{"$f":"X4046*'Back, Results'!$D$15","v":5.2733904195602506},1.2063313431232515E-4]
[null,null,null,null,null,null,null,null,null,null,null,null,null,null,null,null,null,null,null,null,null,null,4040,5.133392006948452E-5,{"$f":"X4053*'Back, Results'!$D$15","v":5.1333920069484522},1.2063313431232515E-4]
[null,null,null,null,null,null,null,null,null,null,null,null,null,null,null,null,null,null,null,null,null,null,4047,4.5733983565012541E-5,{"$f":"X4060*'Back, Results'!$D$15","v":4.5733983565012544},1.2063313431232515E-4]
[null,null,null,null,null,null,null,null,null,null,null,null,null,null,null,null,null,null,null,null,null,null,4049,4.5733983565012541E-5,{"$f":"X4062*'Back, Results'!$D$15","v":4.5733983565012544},1.2063313431232515E-4]
[null,null,null,null,null,null,null,null,null,null,null,null,null,null,null,null,null,null,null,null,null,null,4057,6.1133808952310451E-5,{"$f":"X4070*'Back, Results'!$D$15","v":6.1133808952310451},1.2063313431232515E-4]
[null,null,null,null,null,null,null,null,null,null,null,null,null,null,null,null,null,null,null,null,null,null,4066,6.4633769267605429E-5,{"$f":"X4079*'Back, Results'!$D$15","v":6.4633769267605432},1.2063313431232515E-4]
[null,null,null,null,null,null,null,null,null,null,null,null,null,null,null,null,null,null,null,null,null,null,4078,5.6233864510897489E-5,{"$f":"X4091*'Back, Results'!$D$15","v":5.6233864510897487},1.1993314224926614E-4]
[null,null,null,null,null,null,null,null,null,null,null,null,null,null,null,null,null,null,null,null,null,null,4083,9.333344385302429E-5,{"$f":"X4096*'Back, Results'!$D$15","v":9.3333443853024285},1.1993314224926614E-4]
[null,null,null,null,null,null,null,null,null,null,null,null,null,null,null,null,null,null,null,null,null,null,4092,4.8533951817248517E-5,{"$f":"X4105*'Back, Results'!$D$15","v":4.853395181724852},1.1993314224926614E-4]
[null,null,null,null,null,null,null,null,null,null,null,null,null,null,null,null,null,null,null,null,null,null,4100,6.9533713709018426E-5,{"$f":"X4113*'Back, Results'!$D$15","v":6.9533713709018423},1.1923315018620715E-4]
[null,null,null,null,null,null,null,null,null,null,null,null,null,null,null,null,null,null,null,null,null,null,4109,8.6333523222434334E-5,{"$f":"X4122*'Back, Results'!$D$15","v":8.6333523222434341},1.1923315018620715E-4]
[null,null,null,null,null,null,null,null,null,null,null,null,null,null,null,null,null,null,null,null,null,null,4115,5.2033912132543502E-5,{"$f":"X4128*'Back, Results'!$D$15","v":5.2033912132543501},1.1923315018620715E-4]
[null,null,null,null,null,null,null,null,null,null,null,null,null,null,null,null,null,null,null,null,null,null,4118,4.5733983565012541E-5,{"$f":"X4131*'Back, Results'!$D$15","v":4.5733983565012544},1.1923315018620715E-4]
[null,null,null,null,null,null,null,null,null,null,null,null,null,null,null,null,null,null,null,null,null,null,4129,8.3533554970198338E-5,{"$f":"X4142*'Back, Results'!$D$15","v":8.3533554970198338},1.1923315018620715E-4]
[null,null,null,null,null,null,null,null,null,null,null,null,null,null,null,null,null,null,null,null,null,null,4135,8.1433578781021351E-5,{"$f":"X4148*'Back, Results'!$D$15","v":8.143357878102135},1.1923315018620715E-4]
[null,null,null,null,null,null,null,null,null,null,null,null,null,null,null,null,null,null,null,null,null,null,4143,5.133392006948452E-5,{"$f":"X4156*'Back, Results'!$D$15","v":5.1333920069484522},1.1853315812314815E-4]
[null,null,null,null,null,null,null,null,null,null,null,null,null,null,null,null,null,null,null,null,null,null,4152,8.7733507348552325E-5,{"$f":"X4165*'Back, Results'!$D$15","v":8.7733507348552333},1.1853315812314815E-4]
[null,null,null,null,null,null,null,null,null,null,null,null,null,null,null,null,null,null,null,null,null,null,4160,6.3933777204546434E-5,{"$f":"X4173*'Back, Results'!$D$15","v":6.3933777204546436},1.1853315812314815E-4]
[null,null,null,null,null,null,null,null,null,null,null,null,null,null,null,null,null,null,null,null,null,null,4169,4.5733983565012541E-5,{"$f":"X4182*'Back, Results'!$D$15","v":4.5733983565012544},1.1783316606008915E-4]
[null,null,null,null,null,null,null,null,null,null,null,null,null,null,null,null,null,null,null,null,null,null,4174,4.5733983565012541E-5,{"$f":"X4187*'Back, Results'!$D$15","v":4.5733983565012544},1.1783316606008915E-4]
[null,null,null,null,null,null,null,null,null,null,null,null,null,null,null,null,null,null,null,null,null,null,4178,9.4733427979142281E-5,{"$f":"X4191*'Back, Results'!$D$15","v":9.4733427979142277},1.1783316606008915E-4]
[null,null,null,null,null,null,null,null,null,null,null,null,null,null,null,null,null,null,null,null,null,null,4188,4.5733983565012541E-5,{"$f":"X4201*'Back, Results'!$D$15","v":4.5733983565012544},1.1783316606008915E-4]
[null,null,null,null,null,null,null,null,null,null,null,null,null,null,null,null,null,null,null,null,null,null,4195,4.5733983565012541E-5,{"$f":"X4208*'Back, Results'!$D$15","v":4.5733983565012544},1.1713317399703015E-4]
[null,null,null,null,null,null,null,null,null,null,null,null,null,null,null,null,null,null,null,null,null,null,4202,4.6433975628071544E-5,{"$f":"X4215*'Back, Results'!$D$15","v":4.643397562807154},1.1713317399703015E-4]
[null,null,null,null,null,null,null,null,null,null,null,null,null,null,null,null,null,null,null,null,null,null,4212,4.5733983565012541E-5,{"$f":"X4225*'Back, Results'!$D$15","v":4.5733983565012544},1.1713317399703015E-4]
[null,null,null,null,null,null,null,null,null,null,null,null,null,null,null,null,null,null,null,null,null,null,4219,4.5733983565012541E-5,{"$f":"X4232*'Back, Results'!$D$15","v":4.5733983565012544},1.1643318193397115E-4]
[null,null,null,null,null,null,null,null,null,null,null,null,null,null,null,null,null,null,null,null,null,null,4229,8.7033515285493316E-5,{"$f":"X4242*'Back, Results'!$D$15","v":8.7033515285493319},1.1643318193397115E-4]
[null,null,null,null,null,null,null,null,null,null,null,null,null,null,null,null,null,null,null,null,null,null,4233,4.5733983565012541E-5,{"$f":"X4246*'Back, Results'!$D$15","v":4.5733983565012544},1.1643318193397115E-4]
[null,null,null,null,null,null,null,null,null,null,null,null,null,null,null,null,null,null,null,null,null,null,4238,4.5733983565012541E-5,{"$f":"X4251*'Back, Results'!$D$15","v":4.5733983565012544},1.1643318193397115E-4]
[null,null,null,null,null,null,null,null,null,null,null,null,null,null,null,null,null,null,null,null,null,null,4247,4.5733983565012541E-5,{"$f":"X4260*'Back, Results'!$D$15","v":4.5733983565012544},1.1643318193397115E-4]
[null,null,null,null,null,null,null,null,null,null,null,null,null,null,null,null,null,null,null,null,null,null,4255,5.6933856573956484E-5,{"$f":"X4268*'Back, Results'!$D$15","v":5.6933856573956483},1.1573318987091218E-4]
[null,null,null,null,null,null,null,null,null,null,null,null,null,null,null,null,null,null,null,null,null,null,4264,4.5733983565012541E-5,{"$f":"X4277*'Back, Results'!$D$15","v":4.5733983565012544},1.1573318987091218E-4]
[null,null,null,null,null,null,null,null,null,null,null,null,null,null,null,null,null,null,null,null,null,null,4270,4.5733983565012541E-5,{"$f":"X4283*'Back, Results'!$D$15","v":4.5733983565012544},1.1573318987091218E-4]
[null,null,null,null,null,null,null,null,null,null,null,null,null,null,null,null,null,null,null,null,null,null,4281,4.5733983565012541E-5,{"$f":"X4294*'Back, Results'!$D$15","v":4.5733983565012544},1.1573318987091218E-4]
[null,null,null,null,null,null,null,null,null,null,null,null,null,null,null,null,null,null,null,null,null,null,4284,4.5733983565012541E-5,{"$f":"X4297*'Back, Results'!$D$15","v":4.5733983565012544},1.1573318987091218E-4]
[null,null,null,null,null,null,null,null,null,null,null,null,null,null,null,null,null,null,null,null,null,null,4290,4.5733983565012541E-5,{"$f":"X4303*'Back, Results'!$D$15","v":4.5733983565012544},1.1503319780785315E-4]
[null,null,null,null,null,null,null,null,null,null,null,null,null,null,null,null,null,null,null,null,null,null,4298,4.8533951817248517E-5,{"$f":"X4311*'Back, Results'!$D$15","v":4.853395181724852},1.1503319780785315E-4]
[null,null,null,null,null,null,null,null,null,null,null,null,null,null,null,null,null,null,null,null,null,null,4307,4.5733983565012541E-5,{"$f":"X4320*'Back, Results'!$D$15","v":4.5733983565012544},1.1433320574479419E-4]
[null,null,null,null,null,null,null,null,null,null,null,null,null,null,null,null,null,null,null,null,null,null,4315,4.5733983565012541E-5,{"$f":"X4328*'Back, Results'!$D$15","v":4.5733983565012544},1.1433320574479419E-4]
[null,null,null,null,null,null,null,null,null,null,null,null,null,null,null,null,null,null,null,null,null,null,4324,5.9733824826192467E-5,{"$f":"X4337*'Back, Results'!$D$15","v":5.9733824826192468},1.1433320574479419E-4]
[null,null,null,null,null,null,null,null,null,null,null,null,null,null,null,null,null,null,null,null,null,null,4329,4.5733983565012541E-5,{"$f":"X4342*'Back, Results'!$D$15","v":4.5733983565012544},1.1433320574479419E-4]
[null,null,null,null,null,null,null,null,null,null,null,null,null,null,null,null,null,null,null,null,null,null,4341,4.5733983565012541E-5,{"$f":"X4354*'Back, Results'!$D$15","v":4.5733983565012544},1.1363321368173518E-4]
[null,null,null,null,null,null,null,null,null,null,null,null,null,null,null,null,null,null,null,null,null,null,4343,5.7633848637015473E-5,{"$f":"X4356*'Back, Results'!$D$15","v":5.763384863701547},1.1363321368173518E-4]
[null,null,null,null,null,null,null,null,null,null,null,null,null,null,null,null,null,null,null,null,null,null,4350,7.7933618465726359E-5,{"$f":"X4363*'Back, Results'!$D$15","v":7.793361846572636},1.1363321368173518E-4]
[null,null,null,null,null,null,null,null,null,null,null,null,null,null,null,null,null,null,null,null,null,null,4364,4.7133967691130532E-5,{"$f":"X4377*'Back, Results'!$D$15","v":4.7133967691130536},1.1293322161867618E-4]
[null,null,null,null,null,null,null,null,null,null,null,null,null,null,null,null,null,null,null,null,null,null,4367,6.9533713709018426E-5,{"$f":"X4380*'Back, Results'!$D$15","v":6.9533713709018423},1.1293322161867618E-4]
[null,null,null,null,null,null,null,null,null,null,null,null,null,null,null,null,null,null,null,null,null,null,4374,8.1433578781021351E-5,{"$f":"X4387*'Back, Results'!$D$15","v":8.143357878102135},1.1293322161867618E-4]
[null,null,null,null,null,null,null,null,null,null,null,null,null,null,null,null,null,null,null,null,null,null,4384,4.5733983565012541E-5,{"$f":"X4397*'Back, Results'!$D$15","v":4.5733983565012544},1.1293322161867618E-4]
[null,null,null,null,null,null,null,null,null,null,null,null,null,null,null,null,null,null,null,null,null,null,4388,5.133392006948452E-5,{"$f":"X4401*'Back, Results'!$D$15","v":5.1333920069484522},1.1223322955561718E-4]
[null,null,null,null,null,null,null,null,null,null,null,null,null,null,null,null,null,null,null,null,null,null,4401,6.2533793078428443E-5,{"$f":"X4414*'Back, Results'!$D$15","v":6.2533793078428443},1.1223322955561718E-4]
[null,null,null,null,null,null,null,null,null,null,null,null,null,null,null,null,null,null,null,null,null,null,4409,4.8533951817248517E-5,{"$f":"X4422*'Back, Results'!$D$15","v":4.853395181724852},1.1223322955561718E-4]
[null,null,null,null,null,null,null,null,null,null,null,null,null,null,null,null,null,null,null,null,null,null,4410,4.9933935943366528E-5,{"$f":"X4423*'Back, Results'!$D$15","v":4.993393594336653},1.1223322955561718E-4]
[null,null,null,null,null,null,null,null,null,null,null,null,null,null,null,null,null,null,null,null,null,null,4419,1.0243334067279125E-4,{"$f":"X4432*'Back, Results'!$D$15","v":10.243334067279125},1.1223322955561718E-4]
[null,null,null,null,null,null,null,null,null,null,null,null,null,null,null,null,null,null,null,null,null,null,4432,4.7133967691130532E-5,{"$f":"X4445*'Back, Results'!$D$15","v":4.7133967691130536},1.1153323749255818E-4]
[null,null,null,null,null,null,null,null,null,null,null,null,null,null,null,null,null,null,null,null,null,null,4436,5.7633848637015473E-5,{"$f":"X4449*'Back, Results'!$D$15","v":5.763384863701547},1.1153323749255818E-4]
[null,null,null,null,null,null,null,null,null,null,null,null,null,null,null,null,null,null,null,null,null,null,4446,8.2133570844080333E-5,{"$f":"X4459*'Back, Results'!$D$15","v":8.2133570844080328},1.1153323749255818E-4]
[null,null,null,null,null,null,null,null,null,null,null,null,null,null,null,null,null,null,null,null,null,null,4453,4.7133967691130532E-5,{"$f":"X4466*'Back, Results'!$D$15","v":4.7133967691130536},1.1083324542949919E-4]
[null,null,null,null,null,null,null,null,null,null,null,null,null,null,null,null,null,null,null,null,null,null,4460,5.4833880384779504E-5,{"$f":"X4473*'Back, Results'!$D$15","v":5.4833880384779503},1.1083324542949919E-4]
[null,null,null,null,null,null,null,null,null,null,null,null,null,null,null,null,null,null,null,null,null,null,4470,8.003359465490336E-5,{"$f":"X4483*'Back, Results'!$D$15","v":8.0033594654903357},1.1083324542949919E-4]
[null,null,null,null,null,null,null,null,null,null,null,null,null,null,null,null,null,null,null,null,null,null,4477,4.5733983565012541E-5,{"$f":"X4490*'Back, Results'!$D$15","v":4.5733983565012544},1.1013325336644018E-4]
[null,null,null,null,null,null,null,null,null,null,null,null,null,null,null,null,null,null,null,null,null,null,4479,4.5733983565012541E-5,{"$f":"X4492*'Back, Results'!$D$15","v":4.5733983565012544},1.1013325336644018E-4]
[null,null,null,null,null,null,null,null,null,null,null,null,null,null,null,null,null,null,null,null,null,null,4491,6.3233785141487438E-5,{"$f":"X4504*'Back, Results'!$D$15","v":6.323378514148744},1.1013325336644018E-4]
[null,null,null,null,null,null,null,null,null,null,null,null,null,null,null,null,null,null,null,null,null,null,4496,6.1133808952310451E-5,{"$f":"X4509*'Back, Results'!$D$15","v":6.1133808952310451},1.0943326130338119E-4]
[null,null,null,null,null,null,null,null,null,null,null,null,null,null,null,null,null,null,null,null,null,null,4505,4.5733983565012541E-5,{"$f":"X4518*'Back, Results'!$D$15","v":4.5733983565012544},1.0943326130338119E-4]
[null,null,null,null,null,null,null,null,null,null,null,null,null,null,null,null,null,null,null,null,null,null,4513,8.9133491474670303E-5,{"$f":"X4526*'Back, Results'!$D$15","v":8.9133491474670308},1.0943326130338119E-4]
[null,null,null,null,null,null,null,null,null,null,null,null,null,null,null,null,null,null,null,null,null,null,4519,8.8433499411611294E-5,{"$f":"X4532*'Back, Results'!$D$15","v":8.8433499411611294},1.0943326130338119E-4]
[null,null,null,null,null,null,null,null,null,null,null,null,null,null,null,null,null,null,null,null,null,null,4530,4.5733983565012541E-5,{"$f":"X4543*'Back, Results'!$D$15","v":4.5733983565012544},1.0873326924032219E-4]
[null,null,null,null,null,null,null,null,null,null,null,null,null,null,null,null,null,null,null,null,null,null,4536,6.9533713709018426E-5,{"$f":"X4549*'Back, Results'!$D$15","v":6.9533713709018423},1.0873326924032219E-4]
[null,null,null,null,null,null,null,null,null,null,null,null,null,null,null,null,null,null,null,null,null,null,4539,8.4233547033257333E-5,{"$f":"X4552*'Back, Results'!$D$15","v":8.4233547033257334},1.0873326924032219E-4]
[null,null,null,null,null,null,null,null,null,null,null,null,null,null,null,null,null,null,null,null,null,null,4550,4.5733983565012541E-5,{"$f":"X4563*'Back, Results'!$D$15","v":4.5733983565012544},1.0803327717726321E-4]
[null,null,null,null,null,null,null,null,null,null,null,null,null,null,null,null,null,null,null,null,null,null,4556,4.5733983565012541E-5,{"$f":"X4569*'Back, Results'!$D$15","v":4.5733983565012544},1.0803327717726321E-4]
[null,null,null,null,null,null,null,null,null,null,null,null,null,null,null,null,null,null,null,null,null,null,4564,6.0433816889251462E-5,{"$f":"X4577*'Back, Results'!$D$15","v":6.0433816889251464},1.0803327717726321E-4]
[null,null,null,null,null,null,null,null,null,null,null,null,null,null,null,null,null,null,null,null,null,null,4573,4.5733983565012541E-5,{"$f":"X4586*'Back, Results'!$D$15","v":4.5733983565012544},1.0803327717726321E-4]
[null,null,null,null,null,null,null,null,null,null,null,null,null,null,null,null,null,null,null,null,null,null,4578,4.5733983565012541E-5,{"$f":"X4591*'Back, Results'!$D$15","v":4.5733983565012544},1.0803327717726321E-4]
[null,null,null,null,null,null,null,null,null,null,null,null,null,null,null,null,null,null,null,null,null,null,4590,9.5433420042201263E-5,{"$f":"X4603*'Back, Results'!$D$15","v":9.5433420042201256},1.0733328511420422E-4]
[null,null,null,null,null,null,null,null,null,null,null,null,null,null,null,null,null,null,null,null,null,null,4591,8.4233547033257333E-5,{"$f":"X4604*'Back, Results'!$D$15","v":8.4233547033257334},1.0733328511420422E-4]
[null,null,null,null,null,null,null,null,null,null,null,null,null,null,null,null,null,null,null,null,null,null,4601,4.5733983565012541E-5,{"$f":"X4614*'Back, Results'!$D$15","v":4.5733983565012544},1.0733328511420422E-4]
[null,null,null,null,null,null,null,null,null,null,null,null,null,null,null,null,null,null,null,null,null,null,4608,4.5733983565012541E-5,{"$f":"X4621*'Back, Results'!$D$15","v":4.5733983565012544},1.0733328511420422E-4]
[null,null,null,null,null,null,null,null,null,null,null,null,null,null,null,null,null,null,null,null,null,null,4615,5.6233864510897489E-5,{"$f":"X4628*'Back, Results'!$D$15","v":5.6233864510897487},1.0733328511420422E-4]
[null,null,null,null,null,null,null,null,null,null,null,null,null,null,null,null,null,null,null,null,null,null,4625,4.5733983565012541E-5,{"$f":"X4638*'Back, Results'!$D$15","v":4.5733983565012544},1.0663329305114521E-4]
[null,null,null,null,null,null,null,null,null,null,null,null,null,null,null,null,null,null,null,null,null,null,4632,6.5333761330664439E-5,{"$f":"X4645*'Back, Results'!$D$15","v":6.5333761330664437},1.0663329305114521E-4]
[null,null,null,null,null,null,null,null,null,null,null,null,null,null,null,null,null,null,null,null,null,null,4642,5.133392006948452E-5,{"$f":"X4655*'Back, Results'!$D$15","v":5.1333920069484522},1.0663329305114521E-4]
[null,null,null,null,null,null,null,null,null,null,null,null,null,null,null,null,null,null,null,null,null,null,4646,4.5733983565012541E-5,{"$f":"X4659*'Back, Results'!$D$15","v":4.5733983565012544},1.0663329305114521E-4]
[null,null,null,null,null,null,null,null,null,null,null,null,null,null,null,null,null,null,null,null,null,null,4651,4.5733983565012541E-5,{"$f":"X4664*'Back, Results'!$D$15","v":4.5733983565012544},1.0593330098808622E-4]
[null,null,null,null,null,null,null,null,null,null,null,null,null,null,null,null,null,null,null,null,null,null,4660,8.9133491474670303E-5,{"$f":"X4673*'Back, Results'!$D$15","v":8.9133491474670308},1.0593330098808622E-4]
[null,null,null,null,null,null,null,null,null,null,null,null,null,null,null,null,null,null,null,null,null,null,4668,5.4133888321720488E-5,{"$f":"X4681*'Back, Results'!$D$15","v":5.4133888321720489},1.0593330098808622E-4]
[null,null,null,null,null,null,null,null,null,null,null,null,null,null,null,null,null,null,null,null,null,null,4674,4.9933935943366528E-5,{"$f":"X4687*'Back, Results'!$D$15","v":4.993393594336653},1.0593330098808622E-4]
[null,null,null,null,null,null,null,null,null,null,null,null,null,null,null,null,null,null,null,null,null,null,4685,8.4233547033257333E-5,{"$f":"X4698*'Back, Results'!$D$15","v":8.4233547033257334},1.0523330892502722E-4]
[null,null,null,null,null,null,null,null,null,null,null,null,null,null,null,null,null,null,null,null,null,null,4691,4.5733983565012541E-5,{"$f":"X4704*'Back, Results'!$D$15","v":4.5733983565012544},1.0523330892502722E-4]
[null,null,null,null,null,null,null,null,null,null,null,null,null,null,null,null,null,null,null,null,null,null,4702,6.183380101536946E-5,{"$f":"X4715*'Back, Results'!$D$15","v":6.1833801015369456},1.0523330892502722E-4]
[null,null,null,null,null,null,null,null,null,null,null,null,null,null,null,null,null,null,null,null,null,null,4705,9.0533475600788294E-5,{"$f":"X4718*'Back, Results'!$D$15","v":9.05334756007883},1.0523330892502722E-4]
[null,null,null,null,null,null,null,null,null,null,null,null,null,null,null,null,null,null,null,null,null,null,4711,7.0233705772077408E-5,{"$f":"X4724*'Back, Results'!$D$15","v":7.0233705772077411},1.0523330892502722E-4]
[null,null,null,null,null,null,null,null,null,null,null,null,null,null,null,null,null,null,null,null,null,null,4719,4.5733983565012541E-5,{"$f":"X4732*'Back, Results'!$D$15","v":4.5733983565012544},1.0453331686196822E-4]
[null,null,null,null,null,null,null,null,null,null,null,null,null,null,null,null,null,null,null,null,null,null,4728,6.9533713709018426E-5,{"$f":"X4741*'Back, Results'!$D$15","v":6.9533713709018423},1.0453331686196822E-4]
[null,null,null,null,null,null,null,null,null,null,null,null,null,null,null,null,null,null,null,null,null,null,4740,5.6933856573956484E-5,{"$f":"X4753*'Back, Results'!$D$15","v":5.6933856573956483},1.0453331686196822E-4]
[null,null,null,null,null,null,null,null,null,null,null,null,null,null,null,null,null,null,null,null,null,null,4745,4.5733983565012541E-5,{"$f":"X4758*'Back, Results'!$D$15","v":4.5733983565012544},1.0453331686196822E-4]
[null,null,null,null,null,null,null,null,null,null,null,null,null,null,null,null,null,null,null,null,null,null,4754,8.0733586717962355E-5,{"$f":"X4767*'Back, Results'!$D$15","v":8.0733586717962353},1.0383332479890922E-4]
[null,null,null,null,null,null,null,null,null,null,null,null,null,null,null,null,null,null,null,null,null,null,4763,4.5733983565012541E-5,{"$f":"X4776*'Back, Results'!$D$15","v":4.5733983565012544},1.0383332479890922E-4]
[null,null,null,null,null,null,null,null,null,null,null,null,null,null,null,null,null,null,null,null,null,null,4771,4.5733983565012541E-5,{"$f":"X4784*'Back, Results'!$D$15","v":4.5733983565012544},1.0383332479890922E-4]
[null,null,null,null,null,null,null,null,null,null,null,null,null,null,null,null,null,null,null,null,null,null,4777,7.9333602591844364E-5,{"$f":"X4790*'Back, Results'!$D$15","v":7.9333602591844361},1.0383332479890922E-4]
[null,null,null,null,null,null,null,null,null,null,null,null,null,null,null,null,null,null,null,null,null,null,4780,8.6333523222434334E-5,{"$f":"X4793*'Back, Results'!$D$15","v":8.6333523222434341},1.0313333273585021E-4]
[null,null,null,null,null,null,null,null,null,null,null,null,null,null,null,null,null,null,null,null,null,null,4787,4.5733983565012541E-5,{"$f":"X4800*'Back, Results'!$D$15","v":4.5733983565012544},1.0313333273585021E-4]
[null,null,null,null,null,null,null,null,null,null,null,null,null,null,null,null,null,null,null,null,null,null,4797,5.6933856573956484E-5,{"$f":"X4810*'Back, Results'!$D$15","v":5.6933856573956483},1.0313333273585021E-4]
[null,null,null,null,null,null,null,null,null,null,null,null,null,null,null,null,null,null,null,null,null,null,4808,6.4633769267605429E-5,{"$f":"X4821*'Back, Results'!$D$15","v":6.4633769267605432},1.0243334067279125E-4]
[null,null,null,null,null,null,null,null,null,null,null,null,null,null,null,null,null,null,null,null,null,null,4814,4.5733983565012541E-5,{"$f":"X4827*'Back, Results'!$D$15","v":4.5733983565012544},1.0243334067279125E-4]
[null,null,null,null,null,null,null,null,null,null,null,null,null,null,null,null,null,null,null,null,null,null,4822,6.3933777204546434E-5,{"$f":"X4835*'Back, Results'!$D$15","v":6.3933777204546436},1.0243334067279125E-4]
[null,null,null,null,null,null,null,null,null,null,null,null,null,null,null,null,null,null,null,null,null,null,4831,6.0433816889251462E-5,{"$f":"X4844*'Back, Results'!$D$15","v":6.0433816889251464},1.0243334067279125E-4]
[null,null,null,null,null,null,null,null,null,null,null,null,null,null,null,null,null,null,null,null,null,null,4836,5.34338962586615E-5,{"$f":"X4849*'Back, Results'!$D$15","v":5.3433896258661502},1.0173334860973222E-4]
[null,null,null,null,null,null,null,null,null,null,null,null,null,null,null,null,null,null,null,null,null,null,4840,4.5733983565012541E-5,{"$f":"X4853*'Back, Results'!$D$15","v":4.5733983565012544},1.0173334860973222E-4]
[null,null,null,null,null,null,null,null,null,null,null,null,null,null,null,null,null,null,null,null,null,null,4853,8.5633531159375325E-5,{"$f":"X4866*'Back, Results'!$D$15","v":8.5633531159375327},1.0173334860973222E-4]
[null,null,null,null,null,null,null,null,null,null,null,null,null,null,null,null,null,null,null,null,null,null,4857,5.4833880384779504E-5,{"$f":"X4870*'Back, Results'!$D$15","v":5.4833880384779503},1.0173334860973222E-4]
[null,null,null,null,null,null,null,null,null,null,null,null,null,null,null,null,null,null,null,null,null,null,4867,4.5733983565012541E-5,{"$f":"X4880*'Back, Results'!$D$15","v":4.5733983565012544},1.0103335654667326E-4]
[null,null,null,null,null,null,null,null,null,null,null,null,null,null,null,null,null,null,null,null,null,null,4874,8.7033515285493316E-5,{"$f":"X4887*'Back, Results'!$D$15","v":8.7033515285493319},1.0103335654667326E-4]
[null,null,null,null,null,null,null,null,null,null,null,null,null,null,null,null,null,null,null,null,null,null,4881,5.7633848637015473E-5,{"$f":"X4894*'Back, Results'!$D$15","v":5.763384863701547},1.0103335654667326E-4]
[null,null,null,null,null,null,null,null,null,null,null,null,null,null,null,null,null,null,null,null,null,null,4891,4.5733983565012541E-5,{"$f":"X4904*'Back, Results'!$D$15","v":4.5733983565012544},1.0103335654667326E-4]
[null,null,null,null,null,null,null,null,null,null,null,null,null,null,null,null,null,null,null,null,null,null,4895,5.2733904195602504E-5,{"$f":"X4908*'Back, Results'!$D$15","v":5.2733904195602506},1.0033336448361425E-4]
[null,null,null,null,null,null,null,null,null,null,null,null,null,null,null,null,null,null,null,null,null,null,4900,4.9233943880307519E-5,{"$f":"X4913*'Back, Results'!$D$15","v":4.9233943880307516},1.0033336448361425E-4]
[null,null,null,null,null,null,null,null,null,null,null,null,null,null,null,null,null,null,null,null,null,null,4909,5.4833880384779504E-5,{"$f":"X4922*'Back, Results'!$D$15","v":5.4833880384779503},1.0033336448361425E-4]
[null,null,null,null,null,null,null,null,null,null,null,null,null,null,null,null,null,null,null,null,null,null,4918,7.303367402431339E-5,{"$f":"X4931*'Back, Results'!$D$15","v":7.3033674024313386},1.0033336448361425E-4]
[null,null,null,null,null,null,null,null,null,null,null,null,null,null,null,null,null,null,null,null,null,null,4926,7.2333681961254408E-5,{"$f":"X4939*'Back, Results'!$D$15","v":7.2333681961254408},1.0033336448361425E-4]
[null,null,null,null,null,null,null,null,null,null,null,null,null,null,null,null,null,null,null,null,null,null,4932,4.7833959754189535E-5,{"$f":"X4945*'Back, Results'!$D$15","v":4.7833959754189532},9.963337242055525E-5]
[null,null,null,null,null,null,null,null,null,null,null,null,null,null,null,null,null,null,null,null,null,null,4943,8.1433578781021351E-5,{"$f":"X4956*'Back, Results'!$D$15","v":8.143357878102135},9.963337242055525E-5]
[null,null,null,null,null,null,null,null,null,null,null,null,null,null,null,null,null,null,null,null,null,null,4949,1.1433320574479419E-4,{"$f":"X4962*'Back, Results'!$D$15","v":11.433320574479419},9.963337242055525E-5]
[null,null,null,null,null,null,null,null,null,null,null,null,null,null,null,null,null,null,null,null,null,null,4952,8.8433499411611294E-5,{"$f":"X4965*'Back, Results'!$D$15","v":8.8433499411611294},9.963337242055525E-5]
[null,null,null,null,null,null,null,null,null,null,null,null,null,null,null,null,null,null,null,null,null,null,4963,4.5733983565012541E-5,{"$f":"X4976*'Back, Results'!$D$15","v":4.5733983565012544},9.8933380357496255E-5]
[null,null,null,null,null,null,null,null,null,null,null,null,null,null,null,null,null,null,null,null,null,null,4969,5.9033832763133471E-5,{"$f":"X4982*'Back, Results'!$D$15","v":5.9033832763133471},9.8933380357496255E-5]
[null,null,null,null,null,null,null,null,null,null,null,null,null,null,null,null,null,null,null,null,null,null,4977,4.5733983565012541E-5,{"$f":"X4990*'Back, Results'!$D$15","v":4.5733983565012544},9.8933380357496255E-5]
[null,null,null,null,null,null,null,null,null,null,null,null,null,null,null,null,null,null,null,null,null,null,4986,4.5733983565012541E-5,{"$f":"X4999*'Back, Results'!$D$15","v":4.5733983565012544},9.8933380357496255E-5]
[null,null,null,null,null,null,null,null,null,null,null,null,null,null,null,null,null,null,null,null,null,null,4991,4.9233943880307519E-5,{"$f":"X5004*'Back, Results'!$D$15","v":4.9233943880307516},9.8933380357496255E-5]
[null,null,null,null,null,null,null,null,null,null,null,null,null,null,null,null,null,null,null,null,null,null,5003,5.34338962586615E-5,{"$f":"X5016*'Back, Results'!$D$15","v":5.3433896258661502},9.8233388294437246E-5]
[null,null,null,null,null,null,null,null,null,null,null,null,null,null,null,null,null,null,null,null,null,null,5008,4.5733983565012541E-5,{"$f":"X5021*'Back, Results'!$D$15","v":4.5733983565012544},9.8233388294437246E-5]
[null,null,null,null,null,null,null,null,null,null,null,null,null,null,null,null,null,null,null,null,null,null,5012,4.5733983565012541E-5,{"$f":"X5025*'Back, Results'!$D$15","v":4.5733983565012544},9.8233388294437246E-5]
[null,null,null,null,null,null,null,null,null,null,null,null,null,null,null,null,null,null,null,null,null,null,5022,9.963337242055525E-5,{"$f":"X5035*'Back, Results'!$D$15","v":9.9633372420555251},9.8233388294437246E-5]
[null,null,null,null,null,null,null,null,null,null,null,null,null,null,null,null,null,null,null,null,null,null,5029,4.5733983565012541E-5,{"$f":"X5042*'Back, Results'!$D$15","v":4.5733983565012544},9.8233388294437246E-5]
[null,null,null,null,null,null,null,null,null,null,null,null,null,null,null,null,null,null,null,null,null,null,5036,4.5733983565012541E-5,{"$f":"X5049*'Back, Results'!$D$15","v":4.5733983565012544},9.8233388294437246E-5]
[null,null,null,null,null,null,null,null,null,null,null,null,null,null,null,null,null,null,null,null,null,null,5046,9.6833404168319254E-5,{"$f":"X5059*'Back, Results'!$D$15","v":9.6833404168319248},9.7533396231378264E-5]
[null,null,null,null,null,null,null,null,null,null,null,null,null,null,null,null,null,null,null,null,null,null,5050,4.5733983565012541E-5,{"$f":"X5063*'Back, Results'!$D$15","v":4.5733983565012544},9.7533396231378264E-5]
[null,null,null,null,null,null,null,null,null,null,null,null,null,null,null,null,null,null,null,null,null,null,5063,4.7133967691130532E-5,{"$f":"X5076*'Back, Results'!$D$15","v":4.7133967691130536},9.7533396231378264E-5]
[null,null,null,null,null,null,null,null,null,null,null,null,null,null,null,null,null,null,null,null,null,null,5071,7.303367402431339E-5,{"$f":"X5084*'Back, Results'!$D$15","v":7.3033674024313386},9.7533396231378264E-5]
[null,null,null,null,null,null,null,null,null,null,null,null,null,null,null,null,null,null,null,null,null,null,5072,5.4133888321720488E-5,{"$f":"X5085*'Back, Results'!$D$15","v":5.4133888321720489},9.6833404168319254E-5]
[null,null,null,null,null,null,null,null,null,null,null,null,null,null,null,null,null,null,null,null,null,null,5081,4.5733983565012541E-5,{"$f":"X5094*'Back, Results'!$D$15","v":4.5733983565012544},9.6833404168319254E-5]
[null,null,null,null,null,null,null,null,null,null,null,null,null,null,null,null,null,null,null,null,null,null,5094,6.673374545678243E-5,{"$f":"X5107*'Back, Results'!$D$15","v":6.673374545678243},9.6833404168319254E-5]
[null,null,null,null,null,null,null,null,null,null,null,null,null,null,null,null,null,null,null,null,null,null,5098,4.5733983565012541E-5,{"$f":"X5111*'Back, Results'!$D$15","v":4.5733983565012544},9.6833404168319254E-5]
[null,null,null,null,null,null,null,null,null,null,null,null,null,null,null,null,null,null,null,null,null,null,5104,4.5733983565012541E-5,{"$f":"X5117*'Back, Results'!$D$15","v":4.5733983565012544},9.6833404168319254E-5]
[null,null,null,null,null,null,null,null,null,null,null,null,null,null,null,null,null,null,null,null,null,null,5115,5.2733904195602504E-5,{"$f":"X5128*'Back, Results'!$D$15","v":5.2733904195602506},9.6133412105260259E-5]
[null,null,null,null,null,null,null,null,null,null,null,null,null,null,null,null,null,null,null,null,null,null,5118,5.133392006948452E-5,{"$f":"X5131*'Back, Results'!$D$15","v":5.1333920069484522},9.6133412105260259E-5]
[null,null,null,null,null,null,null,null,null,null,null,null,null,null,null,null,null,null,null,null,null,null,5132,4.5733983565012541E-5,{"$f":"X5145*'Back, Results'!$D$15","v":4.5733983565012544},9.6133412105260259E-5]
[null,null,null,null,null,null,null,null,null,null,null,null,null,null,null,null,null,null,null,null,null,null,5139,5.34338962586615E-5,{"$f":"X5152*'Back, Results'!$D$15","v":5.3433896258661502},9.6133412105260259E-5]
[null,null,null,null,null,null,null,null,null,null,null,null,null,null,null,null,null,null,null,null,null,null,5141,6.6033753393723434E-5,{"$f":"X5154*'Back, Results'!$D$15","v":6.6033753393723433},9.6133412105260259E-5]
[null,null,null,null,null,null,null,null,null,null,null,null,null,null,null,null,null,null,null,null,null,null,5153,4.5733983565012541E-5,{"$f":"X5166*'Back, Results'!$D$15","v":4.5733983565012544},9.6133412105260259E-5]
[null,null,null,null,null,null,null,null,null,null,null,null,null,null,null,null,null,null,null,null,null,null,5158,4.5733983565012541E-5,{"$f":"X5171*'Back, Results'!$D$15","v":4.5733983565012544},9.5433420042201263E-5]
[null,null,null,null,null,null,null,null,null,null,null,null,null,null,null,null,null,null,null,null,null,null,5163,5.4133888321720488E-5,{"$f":"X5176*'Back, Results'!$D$15","v":5.4133888321720489},9.5433420042201263E-5]
[null,null,null,null,null,null,null,null,null,null,null,null,null,null,null,null,null,null,null,null,null,null,5175,4.5733983565012541E-5,{"$f":"X5188*'Back, Results'!$D$15","v":4.5733983565012544},9.5433420042201263E-5]
[null,null,null,null,null,null,null,null,null,null,null,null,null,null,null,null,null,null,null,null,null,null,5184,5.9733824826192467E-5,{"$f":"X5197*'Back, Results'!$D$15","v":5.9733824826192468},9.5433420042201263E-5]
[null,null,null,null,null,null,null,null,null,null,null,null,null,null,null,null,null,null,null,null,null,null,5192,6.0433816889251462E-5,{"$f":"X5205*'Back, Results'!$D$15","v":6.0433816889251464},9.5433420042201263E-5]
[null,null,null,null,null,null,null,null,null,null,null,null,null,null,null,null,null,null,null,null,null,null,5198,4.5733983565012541E-5,{"$f":"X5211*'Back, Results'!$D$15","v":4.5733983565012544},9.4733427979142281E-5]
[null,null,null,null,null,null,null,null,null,null,null,null,null,null,null,null,null,null,null,null,null,null,5201,4.5733983565012541E-5,{"$f":"X5214*'Back, Results'!$D$15","v":4.5733983565012544},9.4733427979142281E-5]
[null,null,null,null,null,null,null,null,null,null,null,null,null,null,null,null,null,null,null,null,null,null,5212,6.5333761330664439E-5,{"$f":"X5225*'Back, Results'!$D$15","v":6.5333761330664437},9.4733427979142281E-5]
[null,null,null,null,null,null,null,null,null,null,null,null,null,null,null,null,null,null,null,null,null,null,5218,5.6233864510897489E-5,{"$f":"X5231*'Back, Results'!$D$15","v":5.6233864510897487},9.4733427979142281E-5]
[null,null,null,null,null,null,null,null,null,null,null,null,null,null,null,null,null,null,null,null,null,null,5226,4.9933935943366528E-5,{"$f":"X5239*'Back, Results'!$D$15","v":4.993393594336653},9.4733427979142281E-5]
[null,null,null,null,null,null,null,null,null,null,null,null,null,null,null,null,null,null,null,null,null,null,5235,7.5133650213490377E-5,{"$f":"X5248*'Back, Results'!$D$15","v":7.5133650213490375},9.4733427979142281E-5]
[null,null,null,null,null,null,null,null,null,null,null,null,null,null,null,null,null,null,null,null,null,null,5244,4.5733983565012541E-5,{"$f":"X5257*'Back, Results'!$D$15","v":4.5733983565012544},9.4033435916083286E-5]
[null,null,null,null,null,null,null,null,null,null,null,null,null,null,null,null,null,null,null,null,null,null,5249,4.5733983565012541E-5,{"$f":"X5262*'Back, Results'!$D$15","v":4.5733983565012544},9.4033435916083286E-5]
[null,null,null,null,null,null,null,null,null,null,null,null,null,null,null,null,null,null,null,null,null,null,5253,6.3233785141487438E-5,{"$f":"X5266*'Back, Results'!$D$15","v":6.323378514148744},9.4033435916083286E-5]
[null,null,null,null,null,null,null,null,null,null,null,null,null,null,null,null,null,null,null,null,null,null,5266,5.2733904195602504E-5,{"$f":"X5279*'Back, Results'!$D$15","v":5.2733904195602506},9.4033435916083286E-5]
[null,null,null,null,null,null,null,null,null,null,null,null,null,null,null,null,null,null,null,null,null,null,5270,4.5733983565012541E-5,{"$f":"X5283*'Back, Results'!$D$15","v":4.5733983565012544},9.4033435916083286E-5]
[null,null,null,null,null,null,null,null,null,null,null,null,null,null,null,null,null,null,null,null,null,null,5280,7.5833642276549373E-5,{"$f":"X5293*'Back, Results'!$D$15","v":7.5833642276549371},9.333344385302429E-5]
[null,null,null,null,null,null,null,null,null,null,null,null,null,null,null,null,null,null,null,null,null,null,5287,8.003359465490336E-5,{"$f":"X5300*'Back, Results'!$D$15","v":8.0033594654903357},9.333344385302429E-5]
[null,null,null,null,null,null,null,null,null,null,null,null,null,null,null,null,null,null,null,null,null,null,5294,4.5733983565012541E-5,{"$f":"X5307*'Back, Results'!$D$15","v":4.5733983565012544},9.333344385302429E-5]
[null,null,null,null,null,null,null,null,null,null,null,null,null,null,null,null,null,null,null,null,null,null,5304,4.5733983565012541E-5,{"$f":"X5317*'Back, Results'!$D$15","v":4.5733983565012544},9.333344385302429E-5]
[null,null,null,null,null,null,null,null,null,null,null,null,null,null,null,null,null,null,null,null,null,null,5308,4.5733983565012541E-5,{"$f":"X5321*'Back, Results'!$D$15","v":4.5733983565012544},9.333344385302429E-5]
[null,null,null,null,null,null,null,null,null,null,null,null,null,null,null,null,null,null,null,null,null,null,5313,4.5733983565012541E-5,{"$f":"X5326*'Back, Results'!$D$15","v":4.5733983565012544},9.333344385302429E-5]
[null,null,null,null,null,null,null,null,null,null,null,null,null,null,null,null,null,null,null,null,null,null,5322,4.5733983565012541E-5,{"$f":"X5335*'Back, Results'!$D$15","v":4.5733983565012544},9.2633451789965294E-5]
[null,null,null,null,null,null,null,null,null,null,null,null,null,null,null,null,null,null,null,null,null,null,5330,5.6933856573956484E-5,{"$f":"X5343*'Back, Results'!$D$15","v":5.6933856573956483},9.2633451789965294E-5]
[null,null,null,null,null,null,null,null,null,null,null,null,null,null,null,null,null,null,null,null,null,null,5339,4.5733983565012541E-5,{"$f":"X5352*'Back, Results'!$D$15","v":4.5733983565012544},9.2633451789965294E-5]
[null,null,null,null,null,null,null,null,null,null,null,null,null,null,null,null,null,null,null,null,null,null,5347,5.133392006948452E-5,{"$f":"X5360*'Back, Results'!$D$15","v":5.1333920069484522},9.1933459726906285E-5]
[null,null,null,null,null,null,null,null,null,null,null,null,null,null,null,null,null,null,null,null,null,null,5353,7.8633610528785355E-5,{"$f":"X5366*'Back, Results'!$D$15","v":7.8633610528785356},9.1933459726906285E-5]
[null,null,null,null,null,null,null,null,null,null,null,null,null,null,null,null,null,null,null,null,null,null,5364,4.7133967691130532E-5,{"$f":"X5377*'Back, Results'!$D$15","v":4.7133967691130536},9.1933459726906285E-5]
[null,null,null,null,null,null,null,null,null,null,null,null,null,null,null,null,null,null,null,null,null,null,5367,4.5733983565012541E-5,{"$f":"X5380*'Back, Results'!$D$15","v":4.5733983565012544},9.1933459726906285E-5]
[null,null,null,null,null,null,null,null,null,null,null,null,null,null,null,null,null,null,null,null,null,null,5373,6.183380101536946E-5,{"$f":"X5386*'Back, Results'!$D$15","v":6.1833801015369456},9.1933459726906285E-5]
[null,null,null,null,null,null,null,null,null,null,null,null,null,null,null,null,null,null,null,null,null,null,5381,7.303367402431339E-5,{"$f":"X5394*'Back, Results'!$D$15","v":7.3033674024313386},9.1933459726906285E-5]
[null,null,null,null,null,null,null,null,null,null,null,null,null,null,null,null,null,null,null,null,null,null,5390,4.5733983565012541E-5,{"$f":"X5403*'Back, Results'!$D$15","v":4.5733983565012544},9.1233467663847303E-5]
[null,null,null,null,null,null,null,null,null,null,null,null,null,null,null,null,null,null,null,null,null,null,5399,4.5733983565012541E-5,{"$f":"X5412*'Back, Results'!$D$15","v":4.5733983565012544},9.1233467663847303E-5]
[null,null,null,null,null,null,null,null,null,null,null,null,null,null,null,null,null,null,null,null,null,null,5404,4.5733983565012541E-5,{"$f":"X5417*'Back, Results'!$D$15","v":4.5733983565012544},9.1233467663847303E-5]
[null,null,null,null,null,null,null,null,null,null,null,null,null,null,null,null,null,null,null,null,null,null,5416,4.5733983565012541E-5,{"$f":"X5429*'Back, Results'!$D$15","v":4.5733983565012544},9.1233467663847303E-5]
[null,null,null,null,null,null,null,null,null,null,null,null,null,null,null,null,null,null,null,null,null,null,5421,4.5733983565012541E-5,{"$f":"X5434*'Back, Results'!$D$15","v":4.5733983565012544},9.1233467663847303E-5]
[null,null,null,null,null,null,null,null,null,null,null,null,null,null,null,null,null,null,null,null,null,null,5433,4.5733983565012541E-5,{"$f":"X5446*'Back, Results'!$D$15","v":4.5733983565012544},9.0533475600788294E-5]
[null,null,null,null,null,null,null,null,null,null,null,null,null,null,null,null,null,null,null,null,null,null,5435,4.5733983565012541E-5,{"$f":"X5448*'Back, Results'!$D$15","v":4.5733983565012544},9.0533475600788294E-5]
[null,null,null,null,null,null,null,null,null,null,null,null,null,null,null,null,null,null,null,null,null,null,5442,4.5733983565012541E-5,{"$f":"X5455*'Back, Results'!$D$15","v":4.5733983565012544},9.0533475600788294E-5]
[null,null,null,null,null,null,null,null,null,null,null,null,null,null,null,null,null,null,null,null,null,null,5449,7.2333681961254408E-5,{"$f":"X5462*'Back, Results'!$D$15","v":7.2333681961254408},9.0533475600788294E-5]
[null,null,null,null,null,null,null,null,null,null,null,null,null,null,null,null,null,null,null,null,null,null,5459,4.7833959754189535E-5,{"$f":"X5472*'Back, Results'!$D$15","v":4.7833959754189532},9.0533475600788294E-5]
[null,null,null,null,null,null,null,null,null,null,null,null,null,null,null,null,null,null,null,null,null,null,5470,7.3733666087372386E-5,{"$f":"X5483*'Back, Results'!$D$15","v":7.3733666087372383},8.9833483537729298E-5]
[null,null,null,null,null,null,null,null,null,null,null,null,null,null,null,null,null,null,null,null,null,null,5476,9.2633451789965294E-5,{"$f":"X5489*'Back, Results'!$D$15","v":9.2633451789965289},8.9833483537729298E-5]
[null,null,null,null,null,null,null,null,null,null,null,null,null,null,null,null,null,null,null,null,null,null,5484,4.5733983565012541E-5,{"$f":"X5497*'Back, Results'!$D$15","v":4.5733983565012544},8.9833483537729298E-5]
[null,null,null,null,null,null,null,null,null,null,null,null,null,null,null,null,null,null,null,null,null,null,5493,4.5733983565012541E-5,{"$f":"X5506*'Back, Results'!$D$15","v":4.5733983565012544},8.9833483537729298E-5]
[null,null,null,null,null,null,null,null,null,null,null,null,null,null,null,null,null,null,null,null,null,null,5494,5.9033832763133471E-5,{"$f":"X5507*'Back, Results'!$D$15","v":5.9033832763133471},8.9833483537729298E-5]
[null,null,null,null,null,null,null,null,null,null,null,null,null,null,null,null,null,null,null,null,null,null,5502,7.303367402431339E-5,{"$f":"X5515*'Back, Results'!$D$15","v":7.3033674024313386},8.9833483537729298E-5]
[null,null,null,null,null,null,null,null,null,null,null,null,null,null,null,null,null,null,null,null,null,null,5515,4.5733983565012541E-5,{"$f":"X5528*'Back, Results'!$D$15","v":4.5733983565012544},8.9133491474670303E-5]
[null,null,null,null,null,null,null,null,null,null,null,null,null,null,null,null,null,null,null,null,null,null,5519,4.5733983565012541E-5,{"$f":"X5532*'Back, Results'!$D$15","v":4.5733983565012544},8.9133491474670303E-5]
[null,null,null,null,null,null,null,null,null,null,null,null,null,null,null,null,null,null,null,null,null,null,5529,4.5733983565012541E-5,{"$f":"X5542*'Back, Results'!$D$15","v":4.5733983565012544},8.9133491474670303E-5]
[null,null,null,null,null,null,null,null,null,null,null,null,null,null,null,null,null,null,null,null,null,null,5536,4.5733983565012541E-5,{"$f":"X5549*'Back, Results'!$D$15","v":4.5733983565012544},8.9133491474670303E-5]
[null,null,null,null,null,null,null,null,null,null,null,null,null,null,null,null,null,null,null,null,null,null,5543,6.6033753393723434E-5,{"$f":"X5556*'Back, Results'!$D$15","v":6.6033753393723433},8.9133491474670303E-5]
[null,null,null,null,null,null,null,null,null,null,null,null,null,null,null,null,null,null,null,null,null,null,5553,6.1133808952310451E-5,{"$f":"X5566*'Back, Results'!$D$15","v":6.1133808952310451},8.9133491474670303E-5]
[null,null,null,null,null,null,null,null,null,null,null,null,null,null,null,null,null,null,null,null,null,null,5560,4.5733983565012541E-5,{"$f":"X5573*'Back, Results'!$D$15","v":4.5733983565012544},8.8433499411611294E-5]
[null,null,null,null,null,null,null,null,null,null,null,null,null,null,null,null,null,null,null,null,null,null,5562,4.5733983565012541E-5,{"$f":"X5575*'Back, Results'!$D$15","v":4.5733983565012544},8.8433499411611294E-5]
[null,null,null,null,null,null,null,null,null,null,null,null,null,null,null,null,null,null,null,null,null,null,5571,5.0633928006425517E-5,{"$f":"X5584*'Back, Results'!$D$15","v":5.0633928006425517},8.8433499411611294E-5]
[null,null,null,null,null,null,null,null,null,null,null,null,null,null,null,null,null,null,null,null,null,null,5583,4.5733983565012541E-5,{"$f":"X5596*'Back, Results'!$D$15","v":4.5733983565012544},8.8433499411611294E-5]
[null,null,null,null,null,null,null,null,null,null,null,null,null,null,null,null,null,null,null,null,null,null,5588,4.5733983565012541E-5,{"$f":"X5601*'Back, Results'!$D$15","v":4.5733983565012544},8.8433499411611294E-5]
[null,null,null,null,null,null,null,null,null,null,null,null,null,null,null,null,null,null,null,null,null,null,5597,4.7833959754189535E-5,{"$f":"X5610*'Back, Results'!$D$15","v":4.7833959754189532},8.8433499411611294E-5]
[null,null,null,null,null,null,null,null,null,null,null,null,null,null,null,null,null,null,null,null,null,null,5605,4.5733983565012541E-5,{"$f":"X5618*'Back, Results'!$D$15","v":4.5733983565012544},8.7733507348552325E-5]
[null,null,null,null,null,null,null,null,null,null,null,null,null,null,null,null,null,null,null,null,null,null,5611,4.9933935943366528E-5,{"$f":"X5624*'Back, Results'!$D$15","v":4.993393594336653},8.7733507348552325E-5]
[null,null,null,null,null,null,null,null,null,null,null,null,null,null,null,null,null,null,null,null,null,null,5614,7.2333681961254408E-5,{"$f":"X5627*'Back, Results'!$D$15","v":7.2333681961254408},8.7733507348552325E-5]
[null,null,null,null,null,null,null,null,null,null,null,null,null,null,null,null,null,null,null,null,null,null,5625,8.0733586717962355E-5,{"$f":"X5638*'Back, Results'!$D$15","v":8.0733586717962353},8.7733507348552325E-5]
[null,null,null,null,null,null,null,null,null,null,null,null,null,null,null,null,null,null,null,null,null,null,5631,5.7633848637015473E-5,{"$f":"X5644*'Back, Results'!$D$15","v":5.763384863701547},8.7733507348552325E-5]
[null,null,null,null,null,null,null,null,null,null,null,null,null,null,null,null,null,null,null,null,null,null,5639,8.9833483537729298E-5,{"$f":"X5652*'Back, Results'!$D$15","v":8.9833483537729304},8.7733507348552325E-5]
[null,null,null,null,null,null,null,null,null,null,null,null,null,null,null,null,null,null,null,null,null,null,5648,9.2633451789965294E-5,{"$f":"X5661*'Back, Results'!$D$15","v":9.2633451789965289},8.7033515285493316E-5]
[null,null,null,null,null,null,null,null,null,null,null,null,null,null,null,null,null,null,null,null,null,null,5656,5.4133888321720488E-5,{"$f":"X5669*'Back, Results'!$D$15","v":5.4133888321720489},8.7033515285493316E-5]
[null,null,null,null,null,null,null,null,null,null,null,null,null,null,null,null,null,null,null,null,null,null,5665,8.2133570844080333E-5,{"$f":"X5678*'Back, Results'!$D$15","v":8.2133570844080328},8.7033515285493316E-5]
[null,null,null,null,null,null,null,null,null,null,null,null,null,null,null,null,null,null,null,null,null,null,5670,7.6533634339608368E-5,{"$f":"X5683*'Back, Results'!$D$15","v":7.6533634339608367},8.7033515285493316E-5]
[null,null,null,null,null,null,null,null,null,null,null,null,null,null,null,null,null,null,null,null,null,null,5674,6.0433816889251462E-5,{"$f":"X5687*'Back, Results'!$D$15","v":6.0433816889251464},8.7033515285493316E-5]
[null,null,null,null,null,null,null,null,null,null,null,null,null,null,null,null,null,null,null,null,null,null,5684,4.5733983565012541E-5,{"$f":"X5697*'Back, Results'!$D$15","v":4.5733983565012544},8.7033515285493316E-5]
[null,null,null,null,null,null,null,null,null,null,null,null,null,null,null,null,null,null,null,null,null,null,5691,4.5733983565012541E-5,{"$f":"X5704*'Back, Results'!$D$15","v":4.5733983565012544},8.6333523222434334E-5]
[null,null,null,null,null,null,null,null,null,null,null,null,null,null,null,null,null,null,null,null,null,null,5698,4.5733983565012541E-5,{"$f":"X5711*'Back, Results'!$D$15","v":4.5733983565012544},8.6333523222434334E-5]
[null,null,null,null,null,null,null,null,null,null,null,null,null,null,null,null,null,null,null,null,null,null,5708,4.7833959754189535E-5,{"$f":"X5721*'Back, Results'!$D$15","v":4.7833959754189532},8.6333523222434334E-5]
[null,null,null,null,null,null,null,null,null,null,null,null,null,null,null,null,null,null,null,null,null,null,5715,6.673374545678243E-5,{"$f":"X5728*'Back, Results'!$D$15","v":6.673374545678243},8.6333523222434334E-5]
[null,null,null,null,null,null,null,null,null,null,null,null,null,null,null,null,null,null,null,null,null,null,5725,4.5733983565012541E-5,{"$f":"X5738*'Back, Results'!$D$15","v":4.5733983565012544},8.5633531159375325E-5]
[null,null,null,null,null,null,null,null,null,null,null,null,null,null,null,null,null,null,null,null,null,null,5734,7.7233626402667364E-5,{"$f":"X5747*'Back, Results'!$D$15","v":7.7233626402667364},8.5633531159375325E-5]
[null,null,null,null,null,null,null,null,null,null,null,null,null,null,null,null,null,null,null,null,null,null,5735,7.8633610528785355E-5,{"$f":"X5748*'Back, Results'!$D$15","v":7.8633610528785356},8.5633531159375325E-5]
[null,null,null,null,null,null,null,null,null,null,null,null,null,null,null,null,null,null,null,null,null,null,5743,6.8133729582900421E-5,{"$f":"X5756*'Back, Results'!$D$15","v":6.8133729582900422},8.5633531159375325E-5]
[null,null,null,null,null,null,null,null,null,null,null,null,null,null,null,null,null,null,null,null,null,null,5752,5.133392006948452E-5,{"$f":"X5765*'Back, Results'!$D$15","v":5.1333920069484522},8.5633531159375325E-5]
[null,null,null,null,null,null,null,null,null,null,null,null,null,null,null,null,null,null,null,null,null,null,5760,6.6033753393723434E-5,{"$f":"X5773*'Back, Results'!$D$15","v":6.6033753393723433},8.4933539096316329E-5]
[null,null,null,null,null,null,null,null,null,null,null,null,null,null,null,null,null,null,null,null,null,null,5766,7.7933618465726359E-5,{"$f":"X5779*'Back, Results'!$D$15","v":7.793361846572636},8.4933539096316329E-5]
[null,null,null,null,null,null,null,null,null,null,null,null,null,null,null,null,null,null,null,null,null,null,5777,6.6033753393723434E-5,{"$f":"X5790*'Back, Results'!$D$15","v":6.6033753393723433},8.4933539096316329E-5]
[null,null,null,null,null,null,null,null,null,null,null,null,null,null,null,null,null,null,null,null,null,null,5780,6.9533713709018426E-5,{"$f":"X5793*'Back, Results'!$D$15","v":6.9533713709018423},8.4933539096316329E-5]
[null,null,null,null,null,null,null,null,null,null,null,null,null,null,null,null,null,null,null,null,null,null,5794,6.5333761330664439E-5,{"$f":"X5807*'Back, Results'!$D$15","v":6.5333761330664437},8.4233547033257333E-5]
[null,null,null,null,null,null,null,null,null,null,null,null,null,null,null,null,null,null,null,null,null,null,5801,6.5333761330664439E-5,{"$f":"X5814*'Back, Results'!$D$15","v":6.5333761330664437},8.4233547033257333E-5]
[null,null,null,null,null,null,null,null,null,null,null,null,null,null,null,null,null,null,null,null,null,null,5803,6.673374545678243E-5,{"$f":"X5816*'Back, Results'!$D$15","v":6.673374545678243},8.4233547033257333E-5]
[null,null,null,null,null,null,null,null,null,null,null,null,null,null,null,null,null,null,null,null,null,null,5811,8.9133491474670303E-5,{"$f":"X5824*'Back, Results'!$D$15","v":8.9133491474670308},8.4233547033257333E-5]
[null,null,null,null,null,null,null,null,null,null,null,null,null,null,null,null,null,null,null,null,null,null,5820,4.5733983565012541E-5,{"$f":"X5833*'Back, Results'!$D$15","v":4.5733983565012544},8.4233547033257333E-5]
[null,null,null,null,null,null,null,null,null,null,null,null,null,null,null,null,null,null,null,null,null,null,5825,5.34338962586615E-5,{"$f":"X5838*'Back, Results'!$D$15","v":5.3433896258661502},8.4233547033257333E-5]
[null,null,null,null,null,null,null,null,null,null,null,null,null,null,null,null,null,null,null,null,null,null,5837,7.7933618465726359E-5,{"$f":"X5850*'Back, Results'!$D$15","v":7.793361846572636},8.3533554970198338E-5]
[null,null,null,null,null,null,null,null,null,null,null,null,null,null,null,null,null,null,null,null,null,null,5846,4.5733983565012541E-5,{"$f":"X5859*'Back, Results'!$D$15","v":4.5733983565012544},8.3533554970198338E-5]
[null,null,null,null,null,null,null,null,null,null,null,null,null,null,null,null,null,null,null,null,null,null,5854,5.4833880384779504E-5,{"$f":"X5867*'Back, Results'!$D$15","v":5.4833880384779503},8.3533554970198338E-5]
[null,null,null,null,null,null,null,null,null,null,null,null,null,null,null,null,null,null,null,null,null,null,5860,6.673374545678243E-5,{"$f":"X5873*'Back, Results'!$D$15","v":6.673374545678243},8.3533554970198338E-5]
[null,null,null,null,null,null,null,null,null,null,null,null,null,null,null,null,null,null,null,null,null,null,5863,6.3233785141487438E-5,{"$f":"X5876*'Back, Results'!$D$15","v":6.323378514148744},8.3533554970198338E-5]
[null,null,null,null,null,null,null,null,null,null,null,null,null,null,null,null,null,null,null,null,null,null,5870,4.5733983565012541E-5,{"$f":"X5883*'Back, Results'!$D$15","v":4.5733983565012544},8.3533554970198338E-5]
[null,null,null,null,null,null,null,null,null,null,null,null,null,null,null,null,null,null,null,null,null,null,5880,4.5733983565012541E-5,{"$f":"X5893*'Back, Results'!$D$15","v":4.5733983565012544},8.2833562907139356E-5]
[null,null,null,null,null,null,null,null,null,null,null,null,null,null,null,null,null,null,null,null,null,null,5891,4.5733983565012541E-5,{"$f":"X5904*'Back, Results'!$D$15","v":4.5733983565012544},8.2833562907139356E-5]
[null,null,null,null,null,null,null,null,null,null,null,null,null,null,null,null,null,null,null,null,null,null,5897,4.5733983565012541E-5,{"$f":"X5910*'Back, Results'!$D$15","v":4.5733983565012544},8.2833562907139356E-5]
[null,null,null,null,null,null,null,null,null,null,null,null,null,null,null,null,null,null,null,null,null,null,5906,8.4233547033257333E-5,{"$f":"X5919*'Back, Results'!$D$15","v":8.4233547033257334},8.2833562907139356E-5]
[null,null,null,null,null,null,null,null,null,null,null,null,null,null,null,null,null,null,null,null,null,null,5914,6.3933777204546434E-5,{"$f":"X5927*'Back, Results'!$D$15","v":6.3933777204546436},8.2833562907139356E-5]
[null,null,null,null,null,null,null,null,null,null,null,null,null,null,null,null,null,null,null,null,null,null,5915,5.34338962586615E-5,{"$f":"X5928*'Back, Results'!$D$15","v":5.3433896258661502},8.2833562907139356E-5]
[null,null,null,null,null,null,null,null,null,null,null,null,null,null,null,null,null,null,null,null,null,null,5928,1.0243334067279125E-4,{"$f":"X5941*'Back, Results'!$D$15","v":10.243334067279125},8.2133570844080333E-5]
[null,null,null,null,null,null,null,null,null,null,null,null,null,null,null,null,null,null,null,null,null,null,5932,1.0733328511420422E-4,{"$f":"X5945*'Back, Results'!$D$15","v":10.733328511420421},8.2133570844080333E-5]
[null,null,null,null,null,null,null,null,null,null,null,null,null,null,null,null,null,null,null,null,null,null,5942,4.5733983565012541E-5,{"$f":"X5955*'Back, Results'!$D$15","v":4.5733983565012544},8.2133570844080333E-5]
[null,null,null,null,null,null,null,null,null,null,null,null,null,null,null,null,null,null,null,null,null,null,5949,7.5133650213490377E-5,{"$f":"X5962*'Back, Results'!$D$15","v":7.5133650213490375},8.2133570844080333E-5]
[null,null,null,null,null,null,null,null,null,null,null,null,null,null,null,null,null,null,null,null,null,null,5956,9.5433420042201263E-5,{"$f":"X5969*'Back, Results'!$D$15","v":9.5433420042201256},8.2133570844080333E-5]
[null,null,null,null,null,null,null,null,null,null,null,null,null,null,null,null,null,null,null,null,null,null,5966,5.5533872447838493E-5,{"$f":"X5979*'Back, Results'!$D$15","v":5.553387244783849},8.1433578781021351E-5]
[null,null,null,null,null,null,null,null,null,null,null,null,null,null,null,null,null,null,null,null,null,null,5973,7.0933697835136403E-5,{"$f":"X5986*'Back, Results'!$D$15","v":7.0933697835136407},8.1433578781021351E-5]
[null,null,null,null,null,null,null,null,null,null,null,null,null,null,null,null,null,null,null,null,null,null,5975,7.6533634339608368E-5,{"$f":"X5988*'Back, Results'!$D$15","v":7.6533634339608367},8.1433578781021351E-5]
[null,null,null,null,null,null,null,null,null,null,null,null,null,null,null,null,null,null,null,null,null,null,5987,5.2033912132543502E-5,{"$f":"X6000*'Back, Results'!$D$15","v":5.2033912132543501},8.1433578781021351E-5]
[null,null,null,null,null,null,null,null,null,null,null,null,null,null,null,null,null,null,null,null,null,null,5992,4.5733983565012541E-5,{"$f":"X6005*'Back, Results'!$D$15","v":4.5733983565012544},8.1433578781021351E-5]
[null,null,null,null,null,null,null,null,null,null,null,null,null,null,null,null,null,null,null,null,null,null,6001,9.8933380357496255E-5,{"$f":"X6014*'Back, Results'!$D$15","v":9.8933380357496254},8.1433578781021351E-5]
[null,null,null,null,null,null,null,null,null,null,null,null,null,null,null,null,null,null,null,null,null,null,6009,8.2833562907139356E-5,{"$f":"X6022*'Back, Results'!$D$15","v":8.283356290713936},8.1433578781021351E-5]
[null,null,null,null,null,null,null,null,null,null,null,null,null,null,null,null,null,null,null,null,null,null,6015,4.5733983565012541E-5,{"$f":"X6028*'Back, Results'!$D$15","v":4.5733983565012544},8.0733586717962355E-5]
[null,null,null,null,null,null,null,null,null,null,null,null,null,null,null,null,null,null,null,null,null,null,6026,1.0453331686196822E-4,{"$f":"X6039*'Back, Results'!$D$15","v":10.453331686196822},8.0733586717962355E-5]
[null,null,null,null,null,null,null,null,null,null,null,null,null,null,null,null,null,null,null,null,null,null,6032,1.0663329305114521E-4,{"$f":"X6045*'Back, Results'!$D$15","v":10.663329305114521},8.0733586717962355E-5]
[null,null,null,null,null,null,null,null,null,null,null,null,null,null,null,null,null,null,null,null,null,null,6035,5.6233864510897489E-5,{"$f":"X6048*'Back, Results'!$D$15","v":5.6233864510897487},8.0733586717962355E-5]
[null,null,null,null,null,null,null,null,null,null,null,null,null,null,null,null,null,null,null,null,null,null,6046,8.9133491474670303E-5,{"$f":"X6059*'Back, Results'!$D$15","v":8.9133491474670308},8.0733586717962355E-5]
[null,null,null,null,null,null,null,null,null,null,null,null,null,null,null,null,null,null,null,null,null,null,6052,1.3533296763656405E-4,{"$f":"X6065*'Back, Results'!$D$15","v":13.533296763656406},8.0733586717962355E-5]
[null,null,null,null,null,null,null,null,null,null,null,null,null,null,null,null,null,null,null,null,null,null,6061,5.4133888321720488E-5,{"$f":"X6074*'Back, Results'!$D$15","v":5.4133888321720489},8.003359465490336E-5]
[null,null,null,null,null,null,null,null,null,null,null,null,null,null,null,null,null,null,null,null,null,null,6069,8.3533554970198338E-5,{"$f":"X6082*'Back, Results'!$D$15","v":8.3533554970198338},8.003359465490336E-5]
[null,null,null,null,null,null,null,null,null,null,null,null,null,null,null,null,null,null,null,null,null,null,6078,1.2203311843844312E-4,{"$f":"X6091*'Back, Results'!$D$15","v":12.203311843844313},8.003359465490336E-5]
[null,null,null,null,null,null,null,null,null,null,null,null,null,null,null,null,null,null,null,null,null,null,6083,6.673374545678243E-5,{"$f":"X6096*'Back, Results'!$D$15","v":6.673374545678243},8.003359465490336E-5]
[null,null,null,null,null,null,null,null,null,null,null,null,null,null,null,null,null,null,null,null,null,null,6095,1.0733328511420422E-4,{"$f":"X6108*'Back, Results'!$D$15","v":10.733328511420421},8.003359465490336E-5]
[null,null,null,null,null,null,null,null,null,null,null,null,null,null,null,null,null,null,null,null,null,null,6097,1.2203311843844312E-4,{"$f":"X6110*'Back, Results'!$D$15","v":12.203311843844313},7.9333602591844364E-5]
[null,null,null,null,null,null,null,null,null,null,null,null,null,null,null,null,null,null,null,null,null,null,6104,1.3393298351044606E-4,{"$f":"X6117*'Back, Results'!$D$15","v":13.393298351044606},7.9333602591844364E-5]
[null,null,null,null,null,null,null,null,null,null,null,null,null,null,null,null,null,null,null,null,null,null,6111,4.5733983565012541E-5,{"$f":"X6124*'Back, Results'!$D$15","v":4.5733983565012544},7.9333602591844364E-5]
[null,null,null,null,null,null,null,null,null,null,null,null,null,null,null,null,null,null,null,null,null,null,6121,1.0173334860973222E-4,{"$f":"X6134*'Back, Results'!$D$15","v":10.173334860973222},7.9333602591844364E-5]
[null,null,null,null,null,null,null,null,null,null,null,null,null,null,null,null,null,null,null,null,null,null,6128,1.0593330098808622E-4,{"$f":"X6141*'Back, Results'!$D$15","v":10.593330098808622},7.9333602591844364E-5]
[null,null,null,null,null,null,null,null,null,null,null,null,null,null,null,null,null,null,null,null,null,null,6138,4.5733983565012541E-5,{"$f":"X6151*'Back, Results'!$D$15","v":4.5733983565012544},7.8633610528785355E-5]
[null,null,null,null,null,null,null,null,null,null,null,null,null,null,null,null,null,null,null,null,null,null,6142,7.5133650213490377E-5,{"$f":"X6155*'Back, Results'!$D$15","v":7.5133650213490375},7.8633610528785355E-5]
[null,null,null,null,null,null,null,null,null,null,null,null,null,null,null,null,null,null,null,null,null,null,6155,7.0933697835136403E-5,{"$f":"X6168*'Back, Results'!$D$15","v":7.0933697835136407},7.8633610528785355E-5]
[null,null,null,null,null,null,null,null,null,null,null,null,null,null,null,null,null,null,null,null,null,null,6156,6.6033753393723434E-5,{"$f":"X6169*'Back, Results'!$D$15","v":6.6033753393723433},7.8633610528785355E-5]
[null,null,null,null,null,null,null,null,null,null,null,null,null,null,null,null,null,null,null,null,null,null,6164,8.2133570844080333E-5,{"$f":"X6177*'Back, Results'!$D$15","v":8.2133570844080328},7.8633610528785355E-5]
[null,null,null,null,null,null,null,null,null,null,null,null,null,null,null,null,null,null,null,null,null,null,6177,1.0033336448361425E-4,{"$f":"X6190*'Back, Results'!$D$15","v":10.033336448361425},7.7933618465726359E-5]
[null,null,null,null,null,null,null,null,null,null,null,null,null,null,null,null,null,null,null,null,null,null,6181,5.5533872447838493E-5,{"$f":"X6194*'Back, Results'!$D$15","v":5.553387244783849},7.7933618465726359E-5]
[null,null,null,null,null,null,null,null,null,null,null,null,null,null,null,null,null,null,null,null,null,null,6187,6.183380101536946E-5,{"$f":"X6200*'Back, Results'!$D$15","v":6.1833801015369456},7.7933618465726359E-5]
[null,null,null,null,null,null,null,null,null,null,null,null,null,null,null,null,null,null,null,null,null,null,6198,6.4633769267605429E-5,{"$f":"X6211*'Back, Results'!$D$15","v":6.4633769267605432},7.7933618465726359E-5]
[null,null,null,null,null,null,null,null,null,null,null,null,null,null,null,null,null,null,null,null,null,null,6201,6.0433816889251462E-5,{"$f":"X6214*'Back, Results'!$D$15","v":6.0433816889251464},7.7933618465726359E-5]
[null,null,null,null,null,null,null,null,null,null,null,null,null,null,null,null,null,null,null,null,null,null,6215,6.183380101536946E-5,{"$f":"X6228*'Back, Results'!$D$15","v":6.1833801015369456},7.7233626402667364E-5]
[null,null,null,null,null,null,null,null,null,null,null,null,null,null,null,null,null,null,null,null,null,null,6216,6.2533793078428443E-5,{"$f":"X6229*'Back, Results'!$D$15","v":6.2533793078428443},7.7233626402667364E-5]
[null,null,null,null,null,null,null,null,null,null,null,null,null,null,null,null,null,null,null,null,null,null,6224,7.8633610528785355E-5,{"$f":"X6237*'Back, Results'!$D$15","v":7.8633610528785356},7.7233626402667364E-5]
[null,null,null,null,null,null,null,null,null,null,null,null,null,null,null,null,null,null,null,null,null,null,6233,6.2533793078428443E-5,{"$f":"X6246*'Back, Results'!$D$15","v":6.2533793078428443},7.7233626402667364E-5]
[null,null,null,null,null,null,null,null,null,null,null,null,null,null,null,null,null,null,null,null,null,null,6245,8.4233547033257333E-5,{"$f":"X6258*'Back, Results'!$D$15","v":8.4233547033257334},7.7233626402667364E-5]
[null,null,null,null,null,null,null,null,null,null,null,null,null,null,null,null,null,null,null,null,null,null,6250,6.6033753393723434E-5,{"$f":"X6263*'Back, Results'!$D$15","v":6.6033753393723433},7.6533634339608368E-5]
[null,null,null,null,null,null,null,null,null,null,null,null,null,null,null,null,null,null,null,null,null,null,6259,6.8133729582900421E-5,{"$f":"X6272*'Back, Results'!$D$15","v":6.8133729582900422},7.6533634339608368E-5]
[null,null,null,null,null,null,null,null,null,null,null,null,null,null,null,null,null,null,null,null,null,null,6267,8.9833483537729298E-5,{"$f":"X6280*'Back, Results'!$D$15","v":8.9833483537729304},7.6533634339608368E-5]
[null,null,null,null,null,null,null,null,null,null,null,null,null,null,null,null,null,null,null,null,null,null,6273,8.4233547033257333E-5,{"$f":"X6286*'Back, Results'!$D$15","v":8.4233547033257334},7.6533634339608368E-5]
[null,null,null,null,null,null,null,null,null,null,null,null,null,null,null,null,null,null,null,null,null,null,6276,5.4133888321720488E-5,{"$f":"X6289*'Back, Results'!$D$15","v":5.4133888321720489},7.6533634339608368E-5]
[null,null,null,null,null,null,null,null,null,null,null,null,null,null,null,null,null,null,null,null,null,null,6290,7.4433658150431381E-5,{"$f":"X6303*'Back, Results'!$D$15","v":7.4433658150431379},7.5833642276549373E-5]
[null,null,null,null,null,null,null,null,null,null,null,null,null,null,null,null,null,null,null,null,null,null,6293,7.4433658150431381E-5,{"$f":"X6306*'Back, Results'!$D$15","v":7.4433658150431379},7.5833642276549373E-5]
[null,null,null,null,null,null,null,null,null,null,null,null,null,null,null,null,null,null,null,null,null,null,6304,5.5533872447838493E-5,{"$f":"X6317*'Back, Results'!$D$15","v":5.553387244783849},7.5833642276549373E-5]
[null,null,null,null,null,null,null,null,null,null,null,null,null,null,null,null,null,null,null,null,null,null,6310,6.883372164595943E-5,{"$f":"X6323*'Back, Results'!$D$15","v":6.8833721645959427},7.5833642276549373E-5]
[null,null,null,null,null,null,null,null,null,null,null,null,null,null,null,null,null,null,null,null,null,null,6318,7.1633689898195399E-5,{"$f":"X6331*'Back, Results'!$D$15","v":7.1633689898195403},7.5133650213490377E-5]
[null,null,null,null,null,null,null,null,null,null,null,null,null,null,null,null,null,null,null,null,null,null,6327,5.34338962586615E-5,{"$f":"X6340*'Back, Results'!$D$15","v":5.3433896258661502},7.5133650213490377E-5]
[null,null,null,null,null,null,null,null,null,null,null,null,null,null,null,null,null,null,null,null,null,null,6332,6.2533793078428443E-5,{"$f":"X6345*'Back, Results'!$D$15","v":6.2533793078428443},7.5133650213490377E-5]
[null,null,null,null,null,null,null,null,null,null,null,null,null,null,null,null,null,null,null,null,null,null,6336,6.3233785141487438E-5,{"$f":"X6349*'Back, Results'!$D$15","v":6.323378514148744},7.5133650213490377E-5]
[null,null,null,null,null,null,null,null,null,null,null,null,null,null,null,null,null,null,null,null,null,null,6349,6.3933777204546434E-5,{"$f":"X6362*'Back, Results'!$D$15","v":6.3933777204546436},7.5133650213490377E-5]
[null,null,null,null,null,null,null,null,null,null,null,null,null,null,null,null,null,null,null,null,null,null,6353,8.003359465490336E-5,{"$f":"X6366*'Back, Results'!$D$15","v":8.0033594654903357},7.5133650213490377E-5]
[null,null,null,null,null,null,null,null,null,null,null,null,null,null,null,null,null,null,null,null,null,null,6363,9.4033435916083286E-5,{"$f":"X6376*'Back, Results'!$D$15","v":9.4033435916083281},7.4433658150431381E-5]
[null,null,null,null,null,null,null,null,null,null,null,null,null,null,null,null,null,null,null,null,null,null,6370,9.7533396231378264E-5,{"$f":"X6383*'Back, Results'!$D$15","v":9.7533396231378262},7.4433658150431381E-5]
[null,null,null,null,null,null,null,null,null,null,null,null,null,null,null,null,null,null,null,null,null,null,6377,8.5633531159375325E-5,{"$f":"X6390*'Back, Results'!$D$15","v":8.5633531159375327},7.4433658150431381E-5]
[null,null,null,null,null,null,null,null,null,null,null,null,null,null,null,null,null,null,null,null,null,null,6387,1.2903303906903311E-4,{"$f":"X6400*'Back, Results'!$D$15","v":12.903303906903311},7.4433658150431381E-5]
[null,null,null,null,null,null,null,null,null,null,null,null,null,null,null,null,null,null,null,null,null,null,6396,8.4933539096316329E-5,{"$f":"X6409*'Back, Results'!$D$15","v":8.4933539096316331},7.3733666087372386E-5]
[null,null,null,null,null,null,null,null,null,null,null,null,null,null,null,null,null,null,null,null,null,null,6400,8.2833562907139356E-5,{"$f":"X6413*'Back, Results'!$D$15","v":8.283356290713936},7.3733666087372386E-5]
[null,null,null,null,null,null,null,null,null,null,null,null,null,null,null,null,null,null,null,null,null,null,6405,9.8933380357496255E-5,{"$f":"X6418*'Back, Results'!$D$15","v":9.8933380357496254},7.3733666087372386E-5]
[null,null,null,null,null,null,null,null,null,null,null,null,null,null,null,null,null,null,null,null,null,null,6414,1.1223322955561718E-4,{"$f":"X6427*'Back, Results'!$D$15","v":11.223322955561718},7.3733666087372386E-5]
[null,null,null,null,null,null,null,null,null,null,null,null,null,null,null,null,null,null,null,null,null,null,6422,1.0313333273585021E-4,{"$f":"X6435*'Back, Results'!$D$15","v":10.313333273585021},7.3733666087372386E-5]
[null,null,null,null,null,null,null,null,null,null,null,null,null,null,null,null,null,null,null,null,null,null,6428,1.1363321368173518E-4,{"$f":"X6441*'Back, Results'!$D$15","v":11.363321368173517},7.3733666087372386E-5]
[null,null,null,null,null,null,null,null,null,null,null,null,null,null,null,null,null,null,null,null,null,null,6439,1.1853315812314815E-4,{"$f":"X6452*'Back, Results'!$D$15","v":11.853315812314815},7.303367402431339E-5]
[null,null,null,null,null,null,null,null,null,null,null,null,null,null,null,null,null,null,null,null,null,null,6445,7.6533634339608368E-5,{"$f":"X6458*'Back, Results'!$D$15","v":7.6533634339608367},7.303367402431339E-5]
[null,null,null,null,null,null,null,null,null,null,null,null,null,null,null,null,null,null,null,null,null,null,6456,9.7533396231378264E-5,{"$f":"X6469*'Back, Results'!$D$15","v":9.7533396231378262},7.303367402431339E-5]
[null,null,null,null,null,null,null,null,null,null,null,null,null,null,null,null,null,null,null,null,null,null,6459,1.1853315812314815E-4,{"$f":"X6472*'Back, Results'!$D$15","v":11.853315812314815},7.303367402431339E-5]
[null,null,null,null,null,null,null,null,null,null,null,null,null,null,null,null,null,null,null,null,null,null,6465,1.1433320574479419E-4,{"$f":"X6478*'Back, Results'!$D$15","v":11.433320574479419},7.303367402431339E-5]
[null,null,null,null,null,null,null,null,null,null,null,null,null,null,null,null,null,null,null,null,null,null,6473,7.1633689898195399E-5,{"$f":"X6486*'Back, Results'!$D$15","v":7.1633689898195403},7.303367402431339E-5]
[null,null,null,null,null,null,null,null,null,null,null,null,null,null,null,null,null,null,null,null,null,null,6482,9.963337242055525E-5,{"$f":"X6495*'Back, Results'!$D$15","v":9.9633372420555251},7.2333681961254408E-5]
[null,null,null,null,null,null,null,null,null,null,null,null,null,null,null,null,null,null,null,null,null,null,6487,1.1013325336644018E-4,{"$f":"X6500*'Back, Results'!$D$15","v":11.013325336644018},7.2333681961254408E-5]
[null,null,null,null,null,null,null,null,null,null,null,null,null,null,null,null,null,null,null,null,null,null,6499,1.0733328511420422E-4,{"$f":"X6512*'Back, Results'!$D$15","v":10.733328511420421},7.2333681961254408E-5]
[null,null,null,null,null,null,null,null,null,null,null,null,null,null,null,null,null,null,null,null,null,null,6504,1.1223322955561718E-4,{"$f":"X6517*'Back, Results'!$D$15","v":11.223322955561718},7.2333681961254408E-5]
[null,null,null,null,null,null,null,null,null,null,null,null,null,null,null,null,null,null,null,null,null,null,6516,1.0803327717726321E-4,{"$f":"X6529*'Back, Results'!$D$15","v":10.803327717726321},7.2333681961254408E-5]
[null,null,null,null,null,null,null,null,null,null,null,null,null,null,null,null,null,null,null,null,null,null,6518,8.7733507348552325E-5,{"$f":"X6531*'Back, Results'!$D$15","v":8.7733507348552333},7.2333681961254408E-5]
[null,null,null,null,null,null,null,null,null,null,null,null,null,null,null,null,null,null,null,null,null,null,6525,1.0873326924032219E-4,{"$f":"X6538*'Back, Results'!$D$15","v":10.87332692403222},7.1633689898195399E-5]
[null,null,null,null,null,null,null,null,null,null,null,null,null,null,null,null,null,null,null,null,null,null,6532,1.2343310256456111E-4,{"$f":"X6545*'Back, Results'!$D$15","v":12.343310256456112},7.1633689898195399E-5]
[null,null,null,null,null,null,null,null,null,null,null,null,null,null,null,null,null,null,null,null,null,null,6542,7.4433658150431381E-5,{"$f":"X6555*'Back, Results'!$D$15","v":7.4433658150431379},7.1633689898195399E-5]
[null,null,null,null,null,null,null,null,null,null,null,null,null,null,null,null,null,null,null,null,null,null,6551,1.3883292795185905E-4,{"$f":"X6564*'Back, Results'!$D$15","v":13.883292795185904},7.1633689898195399E-5]
[null,null,null,null,null,null,null,null,null,null,null,null,null,null,null,null,null,null,null,null,null,null,6555,1.4373287239327203E-4,{"$f":"X6568*'Back, Results'!$D$15","v":14.373287239327203},7.1633689898195399E-5]
[null,null,null,null,null,null,null,null,null,null,null,null,null,null,null,null,null,null,null,null,null,null,6568,7.5833642276549373E-5,{"$f":"X6581*'Back, Results'!$D$15","v":7.5833642276549371},7.0933697835136403E-5]
[null,null,null,null,null,null,null,null,null,null,null,null,null,null,null,null,null,null,null,null,null,null,6576,8.4233547033257333E-5,{"$f":"X6589*'Back, Results'!$D$15","v":8.4233547033257334},7.0933697835136403E-5]
[null,null,null,null,null,null,null,null,null,null,null,null,null,null,null,null,null,null,null,null,null,null,6577,8.0733586717962355E-5,{"$f":"X6590*'Back, Results'!$D$15","v":8.0733586717962353},7.0933697835136403E-5]
[null,null,null,null,null,null,null,null,null,null,null,null,null,null,null,null,null,null,null,null,null,null,6590,7.0233705772077408E-5,{"$f":"X6603*'Back, Results'!$D$15","v":7.0233705772077411},7.0933697835136403E-5]
[null,null,null,null,null,null,null,null,null,null,null,null,null,null,null,null,null,null,null,null,null,null,6594,7.1633689898195399E-5,{"$f":"X6607*'Back, Results'!$D$15","v":7.1633689898195403},7.0233705772077408E-5]
[null,null,null,null,null,null,null,null,null,null,null,null,null,null,null,null,null,null,null,null,null,null,6600,8.3533554970198338E-5,{"$f":"X6613*'Back, Results'!$D$15","v":8.3533554970198338},7.0233705772077408E-5]
[null,null,null,null,null,null,null,null,null,null,null,null,null,null,null,null,null,null,null,null,null,null,6611,8.4233547033257333E-5,{"$f":"X6624*'Back, Results'!$D$15","v":8.4233547033257334},7.0233705772077408E-5]
[null,null,null,null,null,null,null,null,null,null,null,null,null,null,null,null,null,null,null,null,null,null,6621,8.9133491474670303E-5,{"$f":"X6634*'Back, Results'!$D$15","v":8.9133491474670308},7.0233705772077408E-5]
[null,null,null,null,null,null,null,null,null,null,null,null,null,null,null,null,null,null,null,null,null,null,6628,8.9833483537729298E-5,{"$f":"X6641*'Back, Results'!$D$15","v":8.9833483537729304},7.0233705772077408E-5]
[null,null,null,null,null,null,null,null,null,null,null,null,null,null,null,null,null,null,null,null,null,null,6635,7.2333681961254408E-5,{"$f":"X6648*'Back, Results'!$D$15","v":7.2333681961254408},6.9533713709018426E-5]
[null,null,null,null,null,null,null,null,null,null,null,null,null,null,null,null,null,null,null,null,null,null,6637,6.673374545678243E-5,{"$f":"X6650*'Back, Results'!$D$15","v":6.673374545678243},6.9533713709018426E-5]
[null,null,null,null,null,null,null,null,null,null,null,null,null,null,null,null,null,null,null,null,null,null,6649,6.5333761330664439E-5,{"$f":"X6662*'Back, Results'!$D$15","v":6.5333761330664437},6.9533713709018426E-5]
[null,null,null,null,null,null,null,null,null,null,null,null,null,null,null,null,null,null,null,null,null,null,6654,6.4633769267605429E-5,{"$f":"X6667*'Back, Results'!$D$15","v":6.4633769267605432},6.9533713709018426E-5]
[null,null,null,null,null,null,null,null,null,null,null,null,null,null,null,null,null,null,null,null,null,null,6663,6.183380101536946E-5,{"$f":"X6676*'Back, Results'!$D$15","v":6.1833801015369456},6.9533713709018426E-5]
[null,null,null,null,null,null,null,null,null,null,null,null,null,null,null,null,null,null,null,null,null,null,6671,7.3733666087372386E-5,{"$f":"X6684*'Back, Results'!$D$15","v":7.3733666087372383},6.9533713709018426E-5]
[null,null,null,null,null,null,null,null,null,null,null,null,null,null,null,null,null,null,null,null,null,null,6680,9.963337242055525E-5,{"$f":"X6693*'Back, Results'!$D$15","v":9.9633372420555251},6.883372164595943E-5]
[null,null,null,null,null,null,null,null,null,null,null,null,null,null,null,null,null,null,null,null,null,null,6688,6.5333761330664439E-5,{"$f":"X6701*'Back, Results'!$D$15","v":6.5333761330664437},6.883372164595943E-5]
[null,null,null,null,null,null,null,null,null,null,null,null,null,null,null,null,null,null,null,null,null,null,6694,1.1013325336644018E-4,{"$f":"X6707*'Back, Results'!$D$15","v":11.013325336644018},6.883372164595943E-5]
[null,null,null,null,null,null,null,null,null,null,null,null,null,null,null,null,null,null,null,null,null,null,6697,1.0803327717726321E-4,{"$f":"X6710*'Back, Results'!$D$15","v":10.803327717726321},6.883372164595943E-5]
[null,null,null,null,null,null,null,null,null,null,null,null,null,null,null,null,null,null,null,null,null,null,6706,6.9533713709018426E-5,{"$f":"X6719*'Back, Results'!$D$15","v":6.9533713709018423},6.8133729582900421E-5]
[null,null,null,null,null,null,null,null,null,null,null,null,null,null,null,null,null,null,null,null,null,null,6717,6.7433737519841425E-5,{"$f":"X6730*'Back, Results'!$D$15","v":6.7433737519841426},6.8133729582900421E-5]
[null,null,null,null,null,null,null,null,null,null,null,null,null,null,null,null,null,null,null,null,null,null,6723,8.003359465490336E-5,{"$f":"X6736*'Back, Results'!$D$15","v":8.0033594654903357},6.8133729582900421E-5]
[null,null,null,null,null,null,null,null,null,null,null,null,null,null,null,null,null,null,null,null,null,null,6731,8.9833483537729298E-5,{"$f":"X6744*'Back, Results'!$D$15","v":8.9833483537729304},6.8133729582900421E-5]
[null,null,null,null,null,null,null,null,null,null,null,null,null,null,null,null,null,null,null,null,null,null,6740,1.0803327717726321E-4,{"$f":"X6753*'Back, Results'!$D$15","v":10.803327717726321},6.7433737519841425E-5]
[null,null,null,null,null,null,null,null,null,null,null,null,null,null,null,null,null,null,null,null,null,null,6745,1.1573318987091218E-4,{"$f":"X6758*'Back, Results'!$D$15","v":11.573318987091218},6.7433737519841425E-5]
[null,null,null,null,null,null,null,null,null,null,null,null,null,null,null,null,null,null,null,null,null,null,6757,7.1633689898195399E-5,{"$f":"X6770*'Back, Results'!$D$15","v":7.1633689898195403},6.7433737519841425E-5]
[null,null,null,null,null,null,null,null,null,null,null,null,null,null,null,null,null,null,null,null,null,null,6762,8.0733586717962355E-5,{"$f":"X6775*'Back, Results'!$D$15","v":8.0733586717962353},6.7433737519841425E-5]
[null,null,null,null,null,null,null,null,null,null,null,null,null,null,null,null,null,null,null,null,null,null,6766,9.0533475600788294E-5,{"$f":"X6779*'Back, Results'!$D$15","v":9.05334756007883},6.673374545678243E-5]
[null,null,null,null,null,null,null,null,null,null,null,null,null,null,null,null,null,null,null,null,null,null,6776,1.0663329305114521E-4,{"$f":"X6789*'Back, Results'!$D$15","v":10.663329305114521},6.673374545678243E-5]
[null,null,null,null,null,null,null,null,null,null,null,null,null,null,null,null,null,null,null,null,null,null,6783,1.0173334860973222E-4,{"$f":"X6796*'Back, Results'!$D$15","v":10.173334860973222},6.673374545678243E-5]
[null,null,null,null,null,null,null,null,null,null,null,null,null,null,null,null,null,null,null,null,null,null,6790,1.1993314224926614E-4,{"$f":"X6803*'Back, Results'!$D$15","v":11.993314224926614},6.673374545678243E-5]
[null,null,null,null,null,null,null,null,null,null,null,null,null,null,null,null,null,null,null,null,null,null,6800,1.2483308669067911E-4,{"$f":"X6813*'Back, Results'!$D$15","v":12.483308669067911},6.673374545678243E-5]
[null,null,null,null,null,null,null,null,null,null,null,null,null,null,null,null,null,null,null,null,null,null,6804,9.2633451789965294E-5,{"$f":"X6817*'Back, Results'!$D$15","v":9.2633451789965289},6.673374545678243E-5]
[null,null,null,null,null,null,null,null,null,null,null,null,null,null,null,null,null,null,null,null,null,null,6817,1.3183300732126906E-4,{"$f":"X6830*'Back, Results'!$D$15","v":13.183300732126906},6.6033753393723434E-5]
[null,null,null,null,null,null,null,null,null,null,null,null,null,null,null,null,null,null,null,null,null,null,6818,1.3813293588880004E-4,{"$f":"X6831*'Back, Results'!$D$15","v":13.813293588880004},6.6033753393723434E-5]
[null,null,null,null,null,null,null,null,null,null,null,null,null,null,null,null,null,null,null,null,null,null,6826,1.1013325336644018E-4,{"$f":"X6839*'Back, Results'!$D$15","v":11.013325336644018},6.6033753393723434E-5]
[null,null,null,null,null,null,null,null,null,null,null,null,null,null,null,null,null,null,null,null,null,null,6835,9.5433420042201263E-5,{"$f":"X6848*'Back, Results'!$D$15","v":9.5433420042201256},6.6033753393723434E-5]
[null,null,null,null,null,null,null,null,null,null,null,null,null,null,null,null,null,null,null,null,null,null,6843,1.1083324542949919E-4,{"$f":"X6856*'Back, Results'!$D$15","v":11.083324542949919},6.6033753393723434E-5]
[null,null,null,null,null,null,null,null,null,null,null,null,null,null,null,null,null,null,null,null,null,null,6849,1.1293322161867618E-4,{"$f":"X6862*'Back, Results'!$D$15","v":11.293322161867618},6.6033753393723434E-5]
[null,null,null,null,null,null,null,null,null,null,null,null,null,null,null,null,null,null,null,null,null,null,6860,9.4733427979142281E-5,{"$f":"X6873*'Back, Results'!$D$15","v":9.4733427979142277},6.5333761330664439E-5]
[null,null,null,null,null,null,null,null,null,null,null,null,null,null,null,null,null,null,null,null,null,null,6863,8.4233547033257333E-5,{"$f":"X6876*'Back, Results'!$D$15","v":8.4233547033257334},6.5333761330664439E-5]
[null,null,null,null,null,null,null,null,null,null,null,null,null,null,null,null,null,null,null,null,null,null,6877,7.8633610528785355E-5,{"$f":"X6890*'Back, Results'!$D$15","v":7.8633610528785356},6.5333761330664439E-5]
[null,null,null,null,null,null,null,null,null,null,null,null,null,null,null,null,null,null,null,null,null,null,6878,7.7933618465726359E-5,{"$f":"X6891*'Back, Results'!$D$15","v":7.793361846572636},6.5333761330664439E-5]
[null,null,null,null,null,null,null,null,null,null,null,null,null,null,null,null,null,null,null,null,null,null,6886,7.3733666087372386E-5,{"$f":"X6899*'Back, Results'!$D$15","v":7.3733666087372383},6.5333761330664439E-5]
[null,null,null,null,null,null,null,null,null,null,null,null,null,null,null,null,null,null,null,null,null,null,6895,1.0103335654667326E-4,{"$f":"X6908*'Back, Results'!$D$15","v":10.103335654667326},6.5333761330664439E-5]
[null,null,null,null,null,null,null,null,null,null,null,null,null,null,null,null,null,null,null,null,null,null,6907,1.0663329305114521E-4,{"$f":"X6920*'Back, Results'!$D$15","v":10.663329305114521},6.4633769267605429E-5]
[null,null,null,null,null,null,null,null,null,null,null,null,null,null,null,null,null,null,null,null,null,null,6912,1.2203311843844312E-4,{"$f":"X6925*'Back, Results'!$D$15","v":12.203311843844313},6.4633769267605429E-5]
[null,null,null,null,null,null,null,null,null,null,null,null,null,null,null,null,null,null,null,null,null,null,6917,1.2203311843844312E-4,{"$f":"X6930*'Back, Results'!$D$15","v":12.203311843844313},6.4633769267605429E-5]
[null,null,null,null,null,null,null,null,null,null,null,null,null,null,null,null,null,null,null,null,null,null,6929,1.0383332479890922E-4,{"$f":"X6942*'Back, Results'!$D$15","v":10.383332479890923},6.4633769267605429E-5]
[null,null,null,null,null,null,null,null,null,null,null,null,null,null,null,null,null,null,null,null,null,null,6931,1.1713317399703015E-4,{"$f":"X6944*'Back, Results'!$D$15","v":11.713317399703016},6.4633769267605429E-5]
[null,null,null,null,null,null,null,null,null,null,null,null,null,null,null,null,null,null,null,null,null,null,6938,1.3533296763656405E-4,{"$f":"X6951*'Back, Results'!$D$15","v":13.533296763656406},6.4633769267605429E-5]
[null,null,null,null,null,null,null,null,null,null,null,null,null,null,null,null,null,null,null,null,null,null,6952,8.1433578781021351E-5,{"$f":"X6965*'Back, Results'!$D$15","v":8.143357878102135},6.3933777204546434E-5]
[null,null,null,null,null,null,null,null,null,null,null,null,null,null,null,null,null,null,null,null,null,null,6955,9.1933459726906285E-5,{"$f":"X6968*'Back, Results'!$D$15","v":9.1933459726906293},6.3933777204546434E-5]
[null,null,null,null,null,null,null,null,null,null,null,null,null,null,null,null,null,null,null,null,null,null,6966,8.8433499411611294E-5,{"$f":"X6979*'Back, Results'!$D$15","v":8.8433499411611294},6.3933777204546434E-5]
[null,null,null,null,null,null,null,null,null,null,null,null,null,null,null,null,null,null,null,null,null,null,6972,8.2133570844080333E-5,{"$f":"X6985*'Back, Results'!$D$15","v":8.2133570844080328},6.3933777204546434E-5]
[null,null,null,null,null,null,null,null,null,null,null,null,null,null,null,null,null,null,null,null,null,null,6980,1.0873326924032219E-4,{"$f":"X6993*'Back, Results'!$D$15","v":10.87332692403222},6.3233785141487438E-5]
[null,null,null,null,null,null,null,null,null,null,null,null,null,null,null,null,null,null,null,null,null,null,6989,1.304330231951511E-4,{"$f":"X7002*'Back, Results'!$D$15","v":13.04330231951511},6.3233785141487438E-5]
[null,null,null,null,null,null,null,null,null,null,null,null,null,null,null,null,null,null,null,null,null,null,6997,8.1433578781021351E-5,{"$f":"X7010*'Back, Results'!$D$15","v":8.143357878102135},6.3233785141487438E-5]
[null,null,null,null,null,null,null,null,null,null,null,null,null,null,null,null,null,null,null,null,null,null,6998,8.1433578781021351E-5,{"$f":"X7011*'Back, Results'!$D$15","v":8.143357878102135},6.3233785141487438E-5]
[null,null,null,null,null,null,null,null,null,null,null,null,null,null,null,null,null,null,null,null,null,null,7011,9.2633451789965294E-5,{"$f":"X7024*'Back, Results'!$D$15","v":9.2633451789965289},6.3233785141487438E-5]
[null,null,null,null,null,null,null,null,null,null,null,null,null,null,null,null,null,null,null,null,null,null,7015,8.3533554970198338E-5,{"$f":"X7028*'Back, Results'!$D$15","v":8.3533554970198338},6.3233785141487438E-5]
[null,null,null,null,null,null,null,null,null,null,null,null,null,null,null,null,null,null,null,null,null,null,7025,9.2633451789965294E-5,{"$f":"X7038*'Back, Results'!$D$15","v":9.2633451789965289},6.2533793078428443E-5]
[null,null,null,null,null,null,null,null,null,null,null,null,null,null,null,null,null,null,null,null,null,null,7032,1.1433320574479419E-4,{"$f":"X7045*'Back, Results'!$D$15","v":11.433320574479419},6.2533793078428443E-5]
[null,null,null,null,null,null,null,null,null,null,null,null,null,null,null,null,null,null,null,null,null,null,7041,1.2903303906903311E-4,{"$f":"X7054*'Back, Results'!$D$15","v":12.903303906903311},6.2533793078428443E-5]
[null,null,null,null,null,null,null,null,null,null,null,null,null,null,null,null,null,null,null,null,null,null,7048,1.0033336448361425E-4,{"$f":"X7061*'Back, Results'!$D$15","v":10.033336448361425},6.2533793078428443E-5]
[null,null,null,null,null,null,null,null,null,null,null,null,null,null,null,null,null,null,null,null,null,null,7058,1.2693306287985611E-4,{"$f":"X7071*'Back, Results'!$D$15","v":12.69330628798561},6.183380101536946E-5]
[null,null,null,null,null,null,null,null,null,null,null,null,null,null,null,null,null,null,null,null,null,null,7062,1.283330470059741E-4,{"$f":"X7075*'Back, Results'!$D$15","v":12.833304700597409},6.183380101536946E-5]
[null,null,null,null,null,null,null,null,null,null,null,null,null,null,null,null,null,null,null,null,null,null,7067,1.2203311843844312E-4,{"$f":"X7080*'Back, Results'!$D$15","v":12.203311843844313},6.183380101536946E-5]
[null,null,null,null,null,null,null,null,null,null,null,null,null,null,null,null,null,null,null,null,null,null,7076,1.4233288826715404E-4,{"$f":"X7089*'Back, Results'!$D$15","v":14.233288826715404},6.183380101536946E-5]
[null,null,null,null,null,null,null,null,null,null,null,null,null,null,null,null,null,null,null,null,null,null,7084,1.5283276921303896E-4,{"$f":"X7097*'Back, Results'!$D$15","v":15.283276921303896},6.183380101536946E-5]
[null,null,null,null,null,null,null,null,null,null,null,null,null,null,null,null,null,null,null,null,null,null,7093,1.2063313431232515E-4,{"$f":"X7106*'Back, Results'!$D$15","v":12.063313431232515},6.1133808952310451E-5]
[null,null,null,null,null,null,null,null,null,null,null,null,null,null,null,null,null,null,null,null,null,null,7101,1.3953292001491803E-4,{"$f":"X7114*'Back, Results'!$D$15","v":13.953292001491803},6.1133808952310451E-5]
[null,null,null,null,null,null,null,null,null,null,null,null,null,null,null,null,null,null,null,null,null,null,7107,1.5143278508692097E-4,{"$f":"X7120*'Back, Results'!$D$15","v":15.143278508692097},6.1133808952310451E-5]
[null,null,null,null,null,null,null,null,null,null,null,null,null,null,null,null,null,null,null,null,null,null,7118,1.262330708167971E-4,{"$f":"X7131*'Back, Results'!$D$15","v":12.623307081679709},6.1133808952310451E-5]
[null,null,null,null,null,null,null,null,null,null,null,null,null,null,null,null,null,null,null,null,null,null,7121,1.2063313431232515E-4,{"$f":"X7134*'Back, Results'!$D$15","v":12.063313431232515},6.0433816889251462E-5]
[null,null,null,null,null,null,null,null,null,null,null,null,null,null,null,null,null,null,null,null,null,null,7127,1.5983268984362891E-4,{"$f":"X7140*'Back, Results'!$D$15","v":15.983268984362891},6.0433816889251462E-5]
[null,null,null,null,null,null,null,null,null,null,null,null,null,null,null,null,null,null,null,null,null,null,7135,1.7173255491563185E-4,{"$f":"X7148*'Back, Results'!$D$15","v":17.173255491563186},6.0433816889251462E-5]
[null,null,null,null,null,null,null,null,null,null,null,null,null,null,null,null,null,null,null,null,null,null,7144,1.1923315018620715E-4,{"$f":"X7157*'Back, Results'!$D$15","v":11.923315018620716},6.0433816889251462E-5]
[null,null,null,null,null,null,null,null,null,null,null,null,null,null,null,null,null,null,null,null,null,null,7152,1.8013245967233983E-4,{"$f":"X7165*'Back, Results'!$D$15","v":18.013245967233981},5.9733824826192467E-5]
[null,null,null,null,null,null,null,null,null,null,null,null,null,null,null,null,null,null,null,null,null,null,7161,1.2343310256456111E-4,{"$f":"X7174*'Back, Results'!$D$15","v":12.343310256456112},5.9733824826192467E-5]
[null,null,null,null,null,null,null,null,null,null,null,null,null,null,null,null,null,null,null,null,null,null,7166,9.1933459726906285E-5,{"$f":"X7179*'Back, Results'!$D$15","v":9.1933459726906293},5.9733824826192467E-5]
[null,null,null,null,null,null,null,null,null,null,null,null,null,null,null,null,null,null,null,null,null,null,7178,1.1573318987091218E-4,{"$f":"X7191*'Back, Results'!$D$15","v":11.573318987091218},5.9733824826192467E-5]
[null,null,null,null,null,null,null,null,null,null,null,null,null,null,null,null,null,null,null,null,null,null,7180,1.1293322161867618E-4,{"$f":"X7193*'Back, Results'!$D$15","v":11.293322161867618},5.9733824826192467E-5]
[null,null,null,null,null,null,null,null,null,null,null,null,null,null,null,null,null,null,null,null,null,null,7187,1.0803327717726321E-4,{"$f":"X7200*'Back, Results'!$D$15","v":10.803327717726321},5.9733824826192467E-5]
[null,null,null,null,null,null,null,null,null,null,null,null,null,null,null,null,null,null,null,null,null,null,7194,8.9833483537729298E-5,{"$f":"X7207*'Back, Results'!$D$15","v":8.9833483537729304},5.9033832763133471E-5]
[null,null,null,null,null,null,null,null,null,null,null,null,null,null,null,null,null,null,null,null,null,null,7204,8.8433499411611294E-5,{"$f":"X7217*'Back, Results'!$D$15","v":8.8433499411611294},5.9033832763133471E-5]
[null,null,null,null,null,null,null,null,null,null,null,null,null,null,null,null,null,null,null,null,null,null,7213,9.333344385302429E-5,{"$f":"X7226*'Back, Results'!$D$15","v":9.3333443853024285},5.8333840700074476E-5]
[null,null,null,null,null,null,null,null,null,null,null,null,null,null,null,null,null,null,null,null,null,null,7217,1.1363321368173518E-4,{"$f":"X7230*'Back, Results'!$D$15","v":11.363321368173517},5.8333840700074476E-5]
[null,null,null,null,null,null,null,null,null,null,null,null,null,null,null,null,null,null,null,null,null,null,7230,1.1223322955561718E-4,{"$f":"X7243*'Back, Results'!$D$15","v":11.223322955561718},5.8333840700074476E-5]
[null,null,null,null,null,null,null,null,null,null,null,null,null,null,null,null,null,null,null,null,null,null,7238,9.6133412105260259E-5,{"$f":"X7251*'Back, Results'!$D$15","v":9.6133412105260252},5.7633848637015473E-5]
[null,null,null,null,null,null,null,null,null,null,null,null,null,null,null,null,null,null,null,null,null,null,7239,9.7533396231378264E-5,{"$f":"X7252*'Back, Results'!$D$15","v":9.7533396231378262},5.7633848637015473E-5]
[null,null,null,null,null,null,null,null,null,null,null,null,null,null,null,null,null,null,null,null,null,null,7248,1.0453331686196822E-4,{"$f":"X7261*'Back, Results'!$D$15","v":10.453331686196822},5.7633848637015473E-5]
[null,null,null,null,null,null,null,null,null,null,null,null,null,null,null,null,null,null,null,null,null,null,7256,9.6133412105260259E-5,{"$f":"X7269*'Back, Results'!$D$15","v":9.6133412105260252},5.7633848637015473E-5]
[null,null,null,null,null,null,null,null,null,null,null,null,null,null,null,null,null,null,null,null,null,null,7262,1.0523330892502722E-4,{"$f":"X7275*'Back, Results'!$D$15","v":10.523330892502722},5.6933856573956484E-5]
[null,null,null,null,null,null,null,null,null,null,null,null,null,null,null,null,null,null,null,null,null,null,7273,1.2343310256456111E-4,{"$f":"X7286*'Back, Results'!$D$15","v":12.343310256456112},5.6933856573956484E-5]
[null,null,null,null,null,null,null,null,null,null,null,null,null,null,null,null,null,null,null,null,null,null,7283,1.1643318193397115E-4,{"$f":"X7296*'Back, Results'!$D$15","v":11.643318193397114},5.6933856573956484E-5]
[null,null,null,null,null,null,null,null,null,null,null,null,null,null,null,null,null,null,null,null,null,null,7290,1.5563273746527491E-4,{"$f":"X7303*'Back, Results'!$D$15","v":15.563273746527491},5.6233864510897489E-5]
[null,null,null,null,null,null,null,null,null,null,null,null,null,null,null,null,null,null,null,null,null,null,7297,1.7453252316786783E-4,{"$f":"X7310*'Back, Results'!$D$15","v":17.453252316786784},5.6233864510897489E-5]
[null,null,null,null,null,null,null,null,null,null,null,null,null,null,null,null,null,null,null,null,null,null,7299,1.7243254697869089E-4,{"$f":"X7312*'Back, Results'!$D$15","v":17.243254697869087},5.6233864510897489E-5]
[null,null,null,null,null,null,null,null,null,null,null,null,null,null,null,null,null,null,null,null,null,null,7307,1.4373287239327203E-4,{"$f":"X7320*'Back, Results'!$D$15","v":14.373287239327203},5.6233864510897489E-5]
[null,null,null,null,null,null,null,null,null,null,null,null,null,null,null,null,null,null,null,null,null,null,7316,1.6963257872645488E-4,{"$f":"X7329*'Back, Results'!$D$15","v":16.963257872645489},5.5533872447838493E-5]
[null,null,null,null,null,null,null,null,null,null,null,null,null,null,null,null,null,null,null,null,null,null,7328,1.8503240411375276E-4,{"$f":"X7341*'Back, Results'!$D$15","v":18.503240411375277},5.5533872447838493E-5]
[null,null,null,null,null,null,null,null,null,null,null,null,null,null,null,null,null,null,null,null,null,null,7333,1.3323299144738705E-4,{"$f":"X7346*'Back, Results'!$D$15","v":13.323299144738705},5.5533872447838493E-5]
[null,null,null,null,null,null,null,null,null,null,null,null,null,null,null,null,null,null,null,null,null,null,7342,1.5423275333915695E-4,{"$f":"X7355*'Back, Results'!$D$15","v":15.423275333915695},5.5533872447838493E-5]
[null,null,null,null,null,null,null,null,null,null,null,null,null,null,null,null,null,null,null,null,null,null,7350,1.5703272159139296E-4,{"$f":"X7363*'Back, Results'!$D$15","v":15.703272159139296},5.5533872447838493E-5]
[null,null,null,null,null,null,null,null,null,null,null,null,null,null,null,null,null,null,null,null,null,null,7356,1.5283276921303896E-4,{"$f":"X7369*'Back, Results'!$D$15","v":15.283276921303896},5.4833880384779504E-5]
[null,null,null,null,null,null,null,null,null,null,null,null,null,null,null,null,null,null,null,null,null,null,7359,1.5143278508692097E-4,{"$f":"X7372*'Back, Results'!$D$15","v":15.143278508692097},5.4833880384779504E-5]
[null,null,null,null,null,null,null,null,null,null,null,null,null,null,null,null,null,null,null,null,null,null,7368,1.5703272159139296E-4,{"$f":"X7381*'Back, Results'!$D$15","v":15.703272159139296},5.4833880384779504E-5]
[null,null,null,null,null,null,null,null,null,null,null,null,null,null,null,null,null,null,null,null,null,null,7379,1.5353276127609797E-4,{"$f":"X7392*'Back, Results'!$D$15","v":15.353276127609798},5.4833880384779504E-5]
[null,null,null,null,null,null,null,null,null,null,null,null,null,null,null,null,null,null,null,null,null,null,7385,1.591326977805699E-4,{"$f":"X7398*'Back, Results'!$D$15","v":15.913269778056991},5.4133888321720488E-5]
[null,null,null,null,null,null,null,null,null,null,null,null,null,null,null,null,null,null,null,null,null,null,7393,1.7243254697869089E-4,{"$f":"X7406*'Back, Results'!$D$15","v":17.243254697869087},5.4133888321720488E-5]
[null,null,null,null,null,null,null,null,null,null,null,null,null,null,null,null,null,null,null,null,null,null,7402,1.4863281683468498E-4,{"$f":"X7415*'Back, Results'!$D$15","v":14.863281683468498},5.4133888321720488E-5]
[null,null,null,null,null,null,null,null,null,null,null,null,null,null,null,null,null,null,null,null,null,null,7410,1.3673295176268204E-4,{"$f":"X7423*'Back, Results'!$D$15","v":13.673295176268205},5.34338962586615E-5]
[null,null,null,null,null,null,null,null,null,null,null,null,null,null,null,null,null,null,null,null,null,null,7419,1.2133312637538414E-4,{"$f":"X7432*'Back, Results'!$D$15","v":12.133312637538413},5.34338962586615E-5]
[null,null,null,null,null,null,null,null,null,null,null,null,null,null,null,null,null,null,null,null,null,null,7424,1.1433320574479419E-4,{"$f":"X7437*'Back, Results'!$D$15","v":11.433320574479419},5.34338962586615E-5]
[null,null,null,null,null,null,null,null,null,null,null,null,null,null,null,null,null,null,null,null,null,null,7428,1.0733328511420422E-4,{"$f":"X7441*'Back, Results'!$D$15","v":10.733328511420421},5.34338962586615E-5]
[null,null,null,null,null,null,null,null,null,null,null,null,null,null,null,null,null,null,null,null,null,null,7438,1.1223322955561718E-4,{"$f":"X7451*'Back, Results'!$D$15","v":11.223322955561718},5.2733904195602504E-5]
[null,null,null,null,null,null,null,null,null,null,null,null,null,null,null,null,null,null,null,null,null,null,7445,1.1223322955561718E-4,{"$f":"X7458*'Back, Results'!$D$15","v":11.223322955561718},5.2733904195602504E-5]
[null,null,null,null,null,null,null,null,null,null,null,null,null,null,null,null,null,null,null,null,null,null,7452,1.0103335654667326E-4,{"$f":"X7465*'Back, Results'!$D$15","v":10.103335654667326},5.2733904195602504E-5]
[null,null,null,null,null,null,null,null,null,null,null,null,null,null,null,null,null,null,null,null,null,null,7462,1.241330946276201E-4,{"$f":"X7475*'Back, Results'!$D$15","v":12.41330946276201},5.2733904195602504E-5]
[null,null,null,null,null,null,null,null,null,null,null,null,null,null,null,null,null,null,null,null,null,null,7469,1.3813293588880004E-4,{"$f":"X7482*'Back, Results'!$D$15","v":13.813293588880004},5.2033912132543502E-5]
[null,null,null,null,null,null,null,null,null,null,null,null,null,null,null,null,null,null,null,null,null,null,7479,1.1643318193397115E-4,{"$f":"X7492*'Back, Results'!$D$15","v":11.643318193397114},5.2033912132543502E-5]
[null,null,null,null,null,null,null,null,null,null,null,null,null,null,null,null,null,null,null,null,null,null,7483,1.2203311843844312E-4,{"$f":"X7496*'Back, Results'!$D$15","v":12.203311843844313},5.2033912132543502E-5]
[null,null,null,null,null,null,null,null,null,null,null,null,null,null,null,null,null,null,null,null,null,null,7488,1.2343310256456111E-4,{"$f":"X7501*'Back, Results'!$D$15","v":12.343310256456112},5.2033912132543502E-5]
[null,null,null,null,null,null,null,null,null,null,null,null,null,null,null,null,null,null,null,null,null,null,7497,1.262330708167971E-4,{"$f":"X7510*'Back, Results'!$D$15","v":12.623307081679709},5.133392006948452E-5]
[null,null,null,null,null,null,null,null,null,null,null,null,null,null,null,null,null,null,null,null,null,null,7505,1.3813293588880004E-4,{"$f":"X7518*'Back, Results'!$D$15","v":13.813293588880004},5.133392006948452E-5]
[null,null,null,null,null,null,null,null,null,null,null,null,null,null,null,null,null,null,null,null,null,null,7511,1.6333265015892391E-4,{"$f":"X7524*'Back, Results'!$D$15","v":16.33326501589239},5.133392006948452E-5]
[null,null,null,null,null,null,null,null,null,null,null,null,null,null,null,null,null,null,null,null,null,null,7522,1.7103256285257284E-4,{"$f":"X7535*'Back, Results'!$D$15","v":17.103256285257284},5.133392006948452E-5]
[null,null,null,null,null,null,null,null,null,null,null,null,null,null,null,null,null,null,null,null,null,null,7531,1.5703272159139296E-4,{"$f":"X7544*'Back, Results'!$D$15","v":15.703272159139296},5.0633928006425517E-5]
[null,null,null,null,null,null,null,null,null,null,null,null,null,null,null,null,null,null,null,null,null,null,7534,1.6403264222198289E-4,{"$f":"X7547*'Back, Results'!$D$15","v":16.403264222198288},5.0633928006425517E-5]
[null,null,null,null,null,null,null,null,null,null,null,null,null,null,null,null,null,null,null,null,null,null,7540,1.5633272952833395E-4,{"$f":"X7553*'Back, Results'!$D$15","v":15.633272952833394},5.0633928006425517E-5]
[null,null,null,null,null,null,null,null,null,null,null,null,null,null,null,null,null,null,null,null,null,null,7548,1.5003280096080297E-4,{"$f":"X7561*'Back, Results'!$D$15","v":15.003280096080298},5.0633928006425517E-5]
[null,null,null,null,null,null,null,null,null,null,null,null,null,null,null,null,null,null,null,null,null,null,7557,1.4303288033021302E-4,{"$f":"X7570*'Back, Results'!$D$15","v":14.303288033021301},5.0633928006425517E-5]
[null,null,null,null,null,null,null,null,null,null,null,null,null,null,null,null,null,null,null,null,null,null,7565,1.4723283270856699E-4,{"$f":"X7578*'Back, Results'!$D$15","v":14.723283270856699},4.9933935943366528E-5]
[null,null,null,null,null,null,null,null,null,null,null,null,null,null,null,null,null,null,null,null,null,null,7574,1.4233288826715404E-4,{"$f":"X7587*'Back, Results'!$D$15","v":14.233288826715404},4.9933935943366528E-5]
[null,null,null,null,null,null,null,null,null,null,null,null,null,null,null,null,null,null,null,null,null,null,7579,1.4513285651938999E-4,{"$f":"X7592*'Back, Results'!$D$15","v":14.513285651938999},4.9933935943366528E-5]
[null,null,null,null,null,null,null,null,null,null,null,null,null,null,null,null,null,null,null,null,null,null,7591,1.5493274540221596E-4,{"$f":"X7604*'Back, Results'!$D$15","v":15.493274540221595},4.9233943880307519E-5]
[null,null,null,null,null,null,null,null,null,null,null,null,null,null,null,null,null,null,null,null,null,null,7593,1.5213277714997998E-4,{"$f":"X7606*'Back, Results'!$D$15","v":15.213277714997998},4.9233943880307519E-5]
[null,null,null,null,null,null,null,null,null,null,null,null,null,null,null,null,null,null,null,null,null,null,7600,1.591326977805699E-4,{"$f":"X7613*'Back, Results'!$D$15","v":15.913269778056991},4.9233943880307519E-5]
[null,null,null,null,null,null,null,null,null,null,null,null,null,null,null,null,null,null,null,null,null,null,7614,1.6403264222198289E-4,{"$f":"X7627*'Back, Results'!$D$15","v":16.403264222198288},4.9233943880307519E-5]
[null,null,null,null,null,null,null,null,null,null,null,null,null,null,null,null,null,null,null,null,null,null,7617,1.6403264222198289E-4,{"$f":"X7630*'Back, Results'!$D$15","v":16.403264222198288},4.9233943880307519E-5]
[null,null,null,null,null,null,null,null,null,null,null,null,null,null,null,null,null,null,null,null,null,null,7624,1.5773271365445191E-4,{"$f":"X7637*'Back, Results'!$D$15","v":15.773271365445192},4.8533951817248517E-5]
[null,null,null,null,null,null,null,null,null,null,null,null,null,null,null,null,null,null,null,null,null,null,7634,1.5143278508692097E-4,{"$f":"X7647*'Back, Results'!$D$15","v":15.143278508692097},4.8533951817248517E-5]
[null,null,null,null,null,null,null,null,null,null,null,null,null,null,null,null,null,null,null,null,null,null,7638,1.5213277714997998E-4,{"$f":"X7651*'Back, Results'!$D$15","v":15.213277714997998},4.8533951817248517E-5]
[null,null,null,null,null,null,null,null,null,null,null,null,null,null,null,null,null,null,null,null,null,null,7651,1.4233288826715404E-4,{"$f":"X7664*'Back, Results'!$D$15","v":14.233288826715404},4.8533951817248517E-5]
[null,null,null,null,null,null,null,null,null,null,null,null,null,null,null,null,null,null,null,null,null,null,7659,1.4653284064550798E-4,{"$f":"X7672*'Back, Results'!$D$15","v":14.653284064550798},4.7833959754189535E-5]
[null,null,null,null,null,null,null,null,null,null,null,null,null,null,null,null,null,null,null,null,null,null,7660,1.4723283270856699E-4,{"$f":"X7673*'Back, Results'!$D$15","v":14.723283270856699},4.7833959754189535E-5]
[null,null,null,null,null,null,null,null,null,null,null,null,null,null,null,null,null,null,null,null,null,null,7673,1.5493274540221596E-4,{"$f":"X7686*'Back, Results'!$D$15","v":15.493274540221595},4.7833959754189535E-5]
[null,null,null,null,null,null,null,null,null,null,null,null,null,null,null,null,null,null,null,null,null,null,7677,1.5563273746527491E-4,{"$f":"X7690*'Back, Results'!$D$15","v":15.563273746527491},4.7833959754189535E-5]
[null,null,null,null,null,null,null,null,null,null,null,null,null,null,null,null,null,null,null,null,null,null,7683,1.6193266603280591E-4,{"$f":"X7696*'Back, Results'!$D$15","v":16.193266603280591},4.7133967691130532E-5]
[null,null,null,null,null,null,null,null,null,null,null,null,null,null,null,null,null,null,null,null,null,null,7694,1.6613261841115989E-4,{"$f":"X7707*'Back, Results'!$D$15","v":16.613261841115989},4.7133967691130532E-5]
[null,null,null,null,null,null,null,null,null,null,null,null,null,null,null,null,null,null,null,null,null,null,7703,1.7243254697869089E-4,{"$f":"X7716*'Back, Results'!$D$15","v":17.243254697869087},4.7133967691130532E-5]
[null,null,null,null,null,null,null,null,null,null,null,null,null,null,null,null,null,null,null,null,null,null,7710,1.8153244379845782E-4,{"$f":"X7723*'Back, Results'!$D$15","v":18.153244379845781},4.6433975628071544E-5]
[null,null,null,null,null,null,null,null,null,null,null,null,null,null,null,null,null,null,null,null,null,null,7720,1.8643238823987077E-4,{"$f":"X7733*'Back, Results'!$D$15","v":18.643238823987076},4.6433975628071544E-5]
[null,null,null,null,null,null,null,null,null,null,null,null,null,null,null,null,null,null,null,null,null,null,7727,1.9483229299657875E-4,{"$f":"X7740*'Back, Results'!$D$15","v":19.483229299657875},4.6433975628071544E-5]
[null,null,null,null,null,null,null,null,null,null,null,null,null,null,null,null,null,null,null,null,null,null,7729,1.8503240411375276E-4,{"$f":"X7742*'Back, Results'!$D$15","v":18.503240411375277},4.6433975628071544E-5]
[null,null,null,null,null,null,null,null,null,null,null,null,null,null,null,null,null,null,null,null,null,null,7741,1.8083245173539881E-4,{"$f":"X7754*'Back, Results'!$D$15","v":18.083245173539879},4.5733983565012541E-5]
[null,null,null,null,null,null,null,null,null,null,null,null,null,null,null,null,null,null,null,null,null,null,7746,1.9063234061822475E-4,{"$f":"X7759*'Back, Results'!$D$15","v":19.063234061822474},4.5733983565012541E-5]
[null,null,null,null,null,null,null,null,null,null,null,null,null,null,null,null,null,null,null,null,null,null,7755,2.0743215013164067E-4,{"$f":"X7768*'Back, Results'!$D$15","v":20.743215013164068},4.5733983565012541E-5]
[null,null,null,null,null,null,null,null,null,null,null,null,null,null,null,null,null,null,null,null,null,null,7763,1.997322374379917E-4,{"$f":"X7776*'Back, Results'!$D$15","v":19.973223743799171},4.5733983565012541E-5]
[null,null,null,null,null,null,null,null,null,null,null,null,null,null,null,null,null,null,null,null,null,null,7769,2.0043222950105071E-4,{"$f":"X7782*'Back, Results'!$D$15","v":20.043222950105072},4.5733983565012541E-5]
[null,null,null,null,null,null,null,null,null,null,null,null,null,null,null,null,null,null,null,null,null,null,7780,1.8783237236598876E-4,{"$f":"X7793*'Back, Results'!$D$15","v":18.783237236598875},4.5733983565012541E-5]
[null,null,null,null,null,null,null,null,null,null,null,null,null,null,null,null,null,null,null,null,null,null,7786,1.9133233268128376E-4,{"$f":"X7799*'Back, Results'!$D$15","v":19.133233268128375},4.5733983565012541E-5]
[null,null,null,null,null,null,null,null,null,null,null,null,null,null,null,null,null,null,null,null,null,null,7789,1.8643238823987077E-4,{"$f":"X7802*'Back, Results'!$D$15","v":18.643238823987076},4.5733983565012541E-5]
[null,null,null,null,null,null,null,null,null,null,null,null,null,null,null,null,null,null,null,null,null,null,7800,1.9063234061822475E-4,{"$f":"X7813*'Back, Results'!$D$15","v":19.063234061822474},4.5733983565012541E-5]
[null,null,null,null,null,null,null,null,null,null,null,null,null,null,null,null,null,null,null,null,null,null,7806,1.9623227712269674E-4,{"$f":"X7819*'Back, Results'!$D$15","v":19.623227712269674},4.5733983565012541E-5]
[null,null,null,null,null,null,null,null,null,null,null,null,null,null,null,null,null,null,null,null,null,null,7814,1.8783237236598876E-4,{"$f":"X7827*'Back, Results'!$D$15","v":18.783237236598875},4.5733983565012541E-5]
[null,null,null,null,null,null,null,null,null,null,null,null,null,null,null,null,null,null,null,null,null,null,7823,1.8363241998763476E-4,{"$f":"X7836*'Back, Results'!$D$15","v":18.363241998763478},4.5733983565012541E-5]
[null,null,null,null,null,null,null,null,null,null,null,null,null,null,null,null,null,null,null,null,null,null,7828,1.7033257078951389E-4,{"$f":"X7841*'Back, Results'!$D$15","v":17.03325707895139},4.5733983565012541E-5]
[null,null,null,null,null,null,null,null,null,null,null,null,null,null,null,null,null,null,null,null,null,null,7840,1.9063234061822475E-4,{"$f":"X7853*'Back, Results'!$D$15","v":19.063234061822474},4.5733983565012541E-5]
[null,null,null,null,null,null,null,null,null,null,null,null,null,null,null,null,null,null,null,null,null,null,7845,2.0253220569022769E-4,{"$f":"X7858*'Back, Results'!$D$15","v":20.253220569022769},4.5733983565012541E-5]
[null,null,null,null,null,null,null,null,null,null,null,null,null,null,null,null,null,null,null,null,null,null,7849,2.1093211044693563E-4,{"$f":"X7862*'Back, Results'!$D$15","v":21.093211044693565},4.5733983565012541E-5]
[null,null,null,null,null,null,null,null,null,null,null,null,null,null,null,null,null,null,null,null,null,null,7858,2.2983189614952853E-4,{"$f":"X7871*'Back, Results'!$D$15","v":22.983189614952853},4.5733983565012541E-5]
[null,null,null,null,null,null,null,null,null,null,null,null,null,null,null,null,null,null,null,null,null,null,7865,2.2213198345587956E-4,{"$f":"X7878*'Back, Results'!$D$15","v":22.213198345587955},4.5733983565012541E-5]
[null,null,null,null,null,null,null,null,null,null,null,null,null,null,null,null,null,null,null,null,null,null,7875,1.7313253904174984E-4,{"$f":"X7888*'Back, Results'!$D$15","v":17.313253904174985},4.5733983565012541E-5]
[null,null,null,null,null,null,null,null,null,null,null,null,null,null,null,null,null,null,null,null,null,null,7882,1.7593250729398583E-4,{"$f":"X7895*'Back, Results'!$D$15","v":17.593250729398584},4.5733983565012541E-5]
[null,null,null,null,null,null,null,null,null,null,null,null,null,null,null,null,null,null,null,null,null,null,7892,1.9203232474434274E-4,{"$f":"X7905*'Back, Results'!$D$15","v":19.203232474434273},4.5733983565012541E-5]
[null,null,null,null,null,null,null,null,null,null,null,null,null,null,null,null,null,null,null,null,null,null,7896,2.0393218981634568E-4,{"$f":"X7909*'Back, Results'!$D$15","v":20.393218981634568},4.5733983565012541E-5]
[null,null,null,null,null,null,null,null,null,null,null,null,null,null,null,null,null,null,null,null,null,null,7901,2.0463218187940469E-4,{"$f":"X7914*'Back, Results'!$D$15","v":20.46321818794047},4.5733983565012541E-5]
[null,null,null,null,null,null,null,null,null,null,null,null,null,null,null,null,null,null,null,null,null,null,7910,1.5423275333915695E-4,{"$f":"X7923*'Back, Results'!$D$15","v":15.423275333915695},4.5733983565012541E-5]
[null,null,null,null,null,null,null,null,null,null,null,null,null,null,null,null,null,null,null,null,null,null,7918,1.7383253110480885E-4,{"$f":"X7931*'Back, Results'!$D$15","v":17.383253110480887},4.5733983565012541E-5]
[null,null,null,null,null,null,null,null,null,null,null,null,null,null,null,null,null,null,null,null,null,null,7924,1.5633272952833395E-4,{"$f":"X7937*'Back, Results'!$D$15","v":15.633272952833394},4.5733983565012541E-5]
[null,null,null,null,null,null,null,null,null,null,null,null,null,null,null,null,null,null,null,null,null,null,7935,1.3743294382574105E-4,{"$f":"X7948*'Back, Results'!$D$15","v":13.743294382574105},4.5733983565012541E-5]
[null,null,null,null,null,null,null,null,null,null,null,null,null,null,null,null,null,null,null,null,null,null,7941,1.325329993843281E-4,{"$f":"X7954*'Back, Results'!$D$15","v":13.253299938432809},4.5733983565012541E-5]
[null,null,null,null,null,null,null,null,null,null,null,null,null,null,null,null,null,null,null,null,null,null,7952,1.262330708167971E-4,{"$f":"X7965*'Back, Results'!$D$15","v":12.623307081679709},4.5733983565012541E-5]
[null,null,null,null,null,null,null,null,null,null,null,null,null,null,null,null,null,null,null,null,null,null,7955,1.2273311050150213E-4,{"$f":"X7968*'Back, Results'!$D$15","v":12.273311050150213},4.5733983565012541E-5]
[null,null,null,null,null,null,null,null,null,null,null,null,null,null,null,null,null,null,null,null,null,null,7961,1.262330708167971E-4,{"$f":"X7974*'Back, Results'!$D$15","v":12.623307081679709},4.5733983565012541E-5]
[null,null,null,null,null,null,null,null,null,null,null,null,null,null,null,null,null,null,null,null,null,null,7969,1.3603295969962304E-4,{"$f":"X7982*'Back, Results'!$D$15","v":13.603295969962304},4.5733983565012541E-5]
[null,null,null,null,null,null,null,null,null,null,null,null,null,null,null,null,null,null,null,null,null,null,7978,1.4023291207797704E-4,{"$f":"X7991*'Back, Results'!$D$15","v":14.023291207797703},4.5733983565012541E-5]
[null,null,null,null,null,null,null,null,null,null,null,null,null,null,null,null,null,null,null,null,null,null,7990,1.4163289620409503E-4,{"$f":"X8003*'Back, Results'!$D$15","v":14.163289620409502},4.5733983565012541E-5]
[null,null,null,null,null,null,null,null,null,null,null,null,null,null,null,null,null,null,null,null,null,null,7995,1.2903303906903311E-4,{"$f":"X8008*'Back, Results'!$D$15","v":12.903303906903311},4.5733983565012541E-5]
[null,null,null,null,null,null,null,null,null,null,null,null,null,null,null,null,null,null,null,null,null,null,8000,1.2343310256456111E-4,{"$f":"X8013*'Back, Results'!$D$15","v":12.343310256456112},4.5733983565012541E-5]
[null,null,null,null,null,null,null,null,null,null,null,null,null,null,null,null,null,null,null,null,null,null,8012,1.1993314224926614E-4,{"$f":"X8025*'Back, Results'!$D$15","v":11.993314224926614},4.5733983565012541E-5]
[null,null,null,null,null,null,null,null,null,null,null,null,null,null,null,null,null,null,null,null,null,null,8021,1.304330231951511E-4,{"$f":"X8034*'Back, Results'!$D$15","v":13.04330231951511},4.5733983565012541E-5]
[null,null,null,null,null,null,null,null,null,null,null,null,null,null,null,null,null,null,null,null,null,null,8027,1.2133312637538414E-4,{"$f":"X8040*'Back, Results'!$D$15","v":12.133312637538413},4.5733983565012541E-5]
[null,null,null,null,null,null,null,null,null,null,null,null,null,null,null,null,null,null,null,null,null,null,8030,1.1293322161867618E-4,{"$f":"X8043*'Back, Results'!$D$15","v":11.293322161867618},4.5733983565012541E-5]
[null,null,null,null,null,null,null,null,null,null,null,null,null,null,null,null,null,null,null,null,null,null,8037,1.2273311050150213E-4,{"$f":"X8050*'Back, Results'!$D$15","v":12.273311050150213},4.5733983565012541E-5]
[null,null,null,null,null,null,null,null,null,null,null,null,null,null,null,null,null,null,null,null,null,null,8047,1.241330946276201E-4,{"$f":"X8060*'Back, Results'!$D$15","v":12.41330946276201},4.5733983565012541E-5]
[null,null,null,null,null,null,null,null,null,null,null,null,null,null,null,null,null,null,null,null,null,null,8058,1.2203311843844312E-4,{"$f":"X8071*'Back, Results'!$D$15","v":12.203311843844313},4.5733983565012541E-5]
[null,null,null,null,null,null,null,null,null,null,null,null,null,null,null,null,null,null,null,null,null,null,8064,1.3533296763656405E-4,{"$f":"X8077*'Back, Results'!$D$15","v":13.533296763656406},4.5733983565012541E-5]
[null,null,null,null,null,null,null,null,null,null,null,null,null,null,null,null,null,null,null,null,null,null,8072,1.262330708167971E-4,{"$f":"X8085*'Back, Results'!$D$15","v":12.623307081679709},4.5733983565012541E-5]
[null,null,null,null,null,null,null,null,null,null,null,null,null,null,null,null,null,null,null,null,null,null,8081,1.2203311843844312E-4,{"$f":"X8094*'Back, Results'!$D$15","v":12.203311843844313},4.5733983565012541E-5]
[null,null,null,null,null,null,null,null,null,null,null,null,null,null,null,null,null,null,null,null,null,null,8086,1.2553307875373812E-4,{"$f":"X8099*'Back, Results'!$D$15","v":12.553307875373811},4.5733983565012541E-5]
[null,null,null,null,null,null,null,null,null,null,null,null,null,null,null,null,null,null,null,null,null,null,8090,1.241330946276201E-4,{"$f":"X8103*'Back, Results'!$D$15","v":12.41330946276201},4.5733983565012541E-5]
[null,null,null,null,null,null,null,null,null,null,null,null,null,null,null,null,null,null,null,null,null,null,8103,1.2273311050150213E-4,{"$f":"X8116*'Back, Results'!$D$15","v":12.273311050150213},4.5733983565012541E-5]
[null,null,null,null,null,null,null,null,null,null,null,null,null,null,null,null,null,null,null,null,null,null,8107,1.2763305494291509E-4,{"$f":"X8120*'Back, Results'!$D$15","v":12.763305494291508},4.5733983565012541E-5]
[null,null,null,null,null,null,null,null,null,null,null,null,null,null,null,null,null,null,null,null,null,null,8117,1.325329993843281E-4,{"$f":"X8130*'Back, Results'!$D$15","v":13.253299938432809},4.5733983565012541E-5]
[null,null,null,null,null,null,null,null,null,null,null,null,null,null,null,null,null,null,null,null,null,null,8124,1.4303288033021302E-4,{"$f":"X8137*'Back, Results'!$D$15","v":14.303288033021301},4.5733983565012541E-5]
[null,null,null,null,null,null,null,null,null,null,null,null,null,null,null,null,null,null,null,null,null,null,8131,1.4793282477162597E-4,{"$f":"X8144*'Back, Results'!$D$15","v":14.793282477162597},4.5733983565012541E-5]
[null,null,null,null,null,null,null,null,null,null,null,null,null,null,null,null,null,null,null,null,null,null,8141,1.5003280096080297E-4,{"$f":"X8154*'Back, Results'!$D$15","v":15.003280096080298},4.5733983565012541E-5]
[null,null,null,null,null,null,null,null,null,null,null,null,null,null,null,null,null,null,null,null,null,null,8145,1.5563273746527491E-4,{"$f":"X8158*'Back, Results'!$D$15","v":15.563273746527491},4.5733983565012541E-5]
[null,null,null,null,null,null,null,null,null,null,null,null,null,null,null,null,null,null,null,null,null,null,8150,1.4723283270856699E-4,{"$f":"X8163*'Back, Results'!$D$15","v":14.723283270856699},4.5733983565012541E-5]
[null,null,null,null,null,null,null,null,null,null,null,null,null,null,null,null,null,null,null,null,null,null,8159,1.5283276921303896E-4,{"$f":"X8172*'Back, Results'!$D$15","v":15.283276921303896},4.5733983565012541E-5]
[null,null,null,null,null,null,null,null,null,null,null,null,null,null,null,null,null,null,null,null,null,null,8167,1.8013245967233983E-4,{"$f":"X8180*'Back, Results'!$D$15","v":18.013245967233981},4.5733983565012541E-5]
[null,null,null,null,null,null,null,null,null,null,null,null,null,null,null,null,null,null,null,null,null,null,8176,1.605326819066879E-4,{"$f":"X8189*'Back, Results'!$D$15","v":16.053268190668788},4.5733983565012541E-5]
[null,null,null,null,null,null,null,null,null,null,null,null,null,null,null,null,null,null,null,null,null,null,8184,1.7313253904174984E-4,{"$f":"X8197*'Back, Results'!$D$15","v":17.313253904174985},4.5733983565012541E-5]
[null,null,null,null,null,null,null,null,null,null,null,null,null,null,null,null,null,null,null,null,null,null,8193,1.8503240411375276E-4,{"$f":"X8206*'Back, Results'!$D$15","v":18.503240411375277},4.5733983565012541E-5]
[null,null,null,null,null,null,null,null,null,null,null,null,null,null,null,null,null,null,null,null,null,null,8199,1.5773271365445191E-4,{"$f":"X8212*'Back, Results'!$D$15","v":15.773271365445192},4.5733983565012541E-5]
[null,null,null,null,null,null,null,null,null,null,null,null,null,null,null,null,null,null,null,null,null,null,8202,1.6753260253727788E-4,{"$f":"X8215*'Back, Results'!$D$15","v":16.753260253727788},4.5733983565012541E-5]
[null,null,null,null,null,null,null,null,null,null,null,null,null,null,null,null,null,null,null,null,null,null,8213,1.6613261841115989E-4,{"$f":"X8226*'Back, Results'!$D$15","v":16.613261841115989},4.5733983565012541E-5]
[null,null,null,null,null,null,null,null,null,null,null,null,null,null,null,null,null,null,null,null,null,null,8219,1.5563273746527491E-4,{"$f":"X8232*'Back, Results'!$D$15","v":15.563273746527491},4.5733983565012541E-5]
[null,null,null,null,null,null,null,null,null,null,null,null,null,null,null,null,null,null,null,null,null,null,8227,1.4443286445633098E-4,{"$f":"X8240*'Back, Results'!$D$15","v":14.443286445633099},4.5733983565012541E-5]
[null,null,null,null,null,null,null,null,null,null,null,null,null,null,null,null,null,null,null,null,null,null,8236,1.668326104742189E-4,{"$f":"X8249*'Back, Results'!$D$15","v":16.68326104742189},4.5733983565012541E-5]
[null,null,null,null,null,null,null,null,null,null,null,null,null,null,null,null,null,null,null,null,null,null,8241,1.9483229299657875E-4,{"$f":"X8254*'Back, Results'!$D$15","v":19.483229299657875},4.5733983565012541E-5]
[null,null,null,null,null,null,null,null,null,null,null,null,null,null,null,null,null,null,null,null,null,null,8253,1.7033257078951389E-4,{"$f":"X8266*'Back, Results'!$D$15","v":17.03325707895139},4.5733983565012541E-5]
[null,null,null,null,null,null,null,null,null,null,null,null,null,null,null,null,null,null,null,null,null,null,8258,1.7873247554622181E-4,{"$f":"X8271*'Back, Results'!$D$15","v":17.873247554622182},4.5733983565012541E-5]
[null,null,null,null,null,null,null,null,null,null,null,null,null,null,null,null,null,null,null,null,null,null,8262,1.8643238823987077E-4,{"$f":"X8275*'Back, Results'!$D$15","v":18.643238823987076},4.5733983565012541E-5]
[null,null,null,null,null,null,null,null,null,null,null,null,null,null,null,null,null,null,null,null,null,null,8272,1.955322850596377E-4,{"$f":"X8285*'Back, Results'!$D$15","v":19.553228505963769},4.5733983565012541E-5]
[null,null,null,null,null,null,null,null,null,null,null,null,null,null,null,null,null,null,null,null,null,null,8279,1.976322612488147E-4,{"$f":"X8292*'Back, Results'!$D$15","v":19.76322612488147},4.5733983565012541E-5]
[null,null,null,null,null,null,null,null,null,null,null,null,null,null,null,null,null,null,null,null,null,null,8286,1.8223243586151677E-4,{"$f":"X8299*'Back, Results'!$D$15","v":18.223243586151678},4.5733983565012541E-5]
[null,null,null,null,null,null,null,null,null,null,null,null,null,null,null,null,null,null,null,null,null,null,8296,1.9133233268128376E-4,{"$f":"X8309*'Back, Results'!$D$15","v":19.133233268128375},4.5733983565012541E-5]
[null,null,null,null,null,null,null,null,null,null,null,null,null,null,null,null,null,null,null,null,null,null,8300,2.1303208663611261E-4,{"$f":"X8313*'Back, Results'!$D$15","v":21.303208663611262},4.5733983565012541E-5]
[null,null,null,null,null,null,null,null,null,null,null,null,null,null,null,null,null,null,null,null,null,null,8313,2.6483149930247836E-4,{"$f":"X8326*'Back, Results'!$D$15","v":26.483149930247837},4.5733983565012541E-5]
[null,null,null,null,null,null,null,null,null,null,null,null,null,null,null,null,null,null,null,null,null,null,8321,2.1933201520364361E-4,{"$f":"X8334*'Back, Results'!$D$15","v":21.93320152036436},4.5733983565012541E-5]
[null,null,null,null,null,null,null,null,null,null,null,null,null,null,null,null,null,null,null,null,null,null,8322,2.2493195170811555E-4,{"$f":"X8335*'Back, Results'!$D$15","v":22.493195170811553},4.5733983565012541E-5]
[null,null,null,null,null,null,null,null,null,null,null,null,null,null,null,null,null,null,null,null,null,null,8331,2.0743215013164067E-4,{"$f":"X8344*'Back, Results'!$D$15","v":20.743215013164068},4.5733983565012541E-5]
[null,null,null,null,null,null,null,null,null,null,null,null,null,null,null,null,null,null,null,null,null,null,8339,2.011322215641097E-4,{"$f":"X8352*'Back, Results'!$D$15","v":20.11322215641097},4.5733983565012541E-5]
[null,null,null,null,null,null,null,null,null,null,null,null,null,null,null,null,null,null,null,null,null,null,8348,1.9133233268128376E-4,{"$f":"X8361*'Back, Results'!$D$15","v":19.133233268128375},4.5733983565012541E-5]
[null,null,null,null,null,null,null,null,null,null,null,null,null,null,null,null,null,null,null,null,null,null,8354,1.8923235649210676E-4,{"$f":"X8367*'Back, Results'!$D$15","v":18.923235649210675},4.5733983565012541E-5]
[null,null,null,null,null,null,null,null,null,null,null,null,null,null,null,null,null,null,null,null,null,null,8365,1.997322374379917E-4,{"$f":"X8378*'Back, Results'!$D$15","v":19.973223743799171},4.5733983565012541E-5]
[null,null,null,null,null,null,null,null,null,null,null,null,null,null,null,null,null,null,null,null,null,null,8368,2.0393218981634568E-4,{"$f":"X8381*'Back, Results'!$D$15","v":20.393218981634568},4.5733983565012541E-5]
[null,null,null,null,null,null,null,null,null,null,null,null,null,null,null,null,null,null,null,null,null,null,8382,1.7173255491563185E-4,{"$f":"X8395*'Back, Results'!$D$15","v":17.173255491563186},4.5733983565012541E-5]
[null,null,null,null,null,null,null,null,null,null,null,null,null,null,null,null,null,null,null,null,null,null,8389,1.7173255491563185E-4,{"$f":"X8402*'Back, Results'!$D$15","v":17.173255491563186},4.5733983565012541E-5]
[null,null,null,null,null,null,null,null,null,null,null,null,null,null,null,null,null,null,null,null,null,null,8391,1.6823259460033689E-4,{"$f":"X8404*'Back, Results'!$D$15","v":16.82325946003369},4.5733983565012541E-5]
[null,null,null,null,null,null,null,null,null,null,null,null,null,null,null,null,null,null,null,null,null,null,8403,1.7873247554622181E-4,{"$f":"X8416*'Back, Results'!$D$15","v":17.873247554622182},4.5733983565012541E-5]
[null,null,null,null,null,null,null,null,null,null,null,null,null,null,null,null,null,null,null,null,null,null,8408,1.7383253110480885E-4,{"$f":"X8421*'Back, Results'!$D$15","v":17.383253110480887},4.5733983565012541E-5]
[null,null,null,null,null,null,null,null,null,null,null,null,null,null,null,null,null,null,null,null,null,null,8417,1.5213277714997998E-4,{"$f":"X8430*'Back, Results'!$D$15","v":15.213277714997998},4.5733983565012541E-5]
[null,null,null,null,null,null,null,null,null,null,null,null,null,null,null,null,null,null,null,null,null,null,8425,1.6193266603280591E-4,{"$f":"X8438*'Back, Results'!$D$15","v":16.193266603280591},4.5733983565012541E-5]
[null,null,null,null,null,null,null,null,null,null,null,null,null,null,null,null,null,null,null,null,null,null,8434,1.7103256285257284E-4,{"$f":"X8447*'Back, Results'!$D$15","v":17.103256285257284},4.5733983565012541E-5]
[null,null,null,null,null,null,null,null,null,null,null,null,null,null,null,null,null,null,null,null,null,null,8442,1.6613261841115989E-4,{"$f":"X8455*'Back, Results'!$D$15","v":16.613261841115989},4.5733983565012541E-5]
[null,null,null,null,null,null,null,null,null,null,null,null,null,null,null,null,null,null,null,null,null,null,8448,1.605326819066879E-4,{"$f":"X8461*'Back, Results'!$D$15","v":16.053268190668788},4.5733983565012541E-5]
[null,null,null,null,null,null,null,null,null,null,null,null,null,null,null,null,null,null,null,null,null,null,8451,1.591326977805699E-4,{"$f":"X8464*'Back, Results'!$D$15","v":15.913269778056991},4.5733983565012541E-5]
[null,null,null,null,null,null,null,null,null,null,null,null,null,null,null,null,null,null,null,null,null,null,8462,1.626326580958649E-4,{"$f":"X8475*'Back, Results'!$D$15","v":16.263265809586489},4.5733983565012541E-5]
[null,null,null,null,null,null,null,null,null,null,null,null,null,null,null,null,null,null,null,null,null,null,8468,1.6333265015892391E-4,{"$f":"X8481*'Back, Results'!$D$15","v":16.33326501589239},4.5733983565012541E-5]
[null,null,null,null,null,null,null,null,null,null,null,null,null,null,null,null,null,null,null,null,null,null,8476,1.5563273746527491E-4,{"$f":"X8489*'Back, Results'!$D$15","v":15.563273746527491},4.5733983565012541E-5]
[null,null,null,null,null,null,null,null,null,null,null,null,null,null,null,null,null,null,null,null,null,null,8485,1.4303288033021302E-4,{"$f":"X8498*'Back, Results'!$D$15","v":14.303288033021301},4.5733983565012541E-5]
[null,null,null,null,null,null,null,null,null,null,null,null,null,null,null,null,null,null,null,null,null,null,8493,1.5283276921303896E-4,{"$f":"X8506*'Back, Results'!$D$15","v":15.283276921303896},4.5733983565012541E-5]
[null,null,null,null,null,null,null,null,null,null,null,null,null,null,null,null,null,null,null,null,null,null,8502,1.4933280889774397E-4,{"$f":"X8515*'Back, Results'!$D$15","v":14.933280889774396},4.5733983565012541E-5]
[null,null,null,null,null,null,null,null,null,null,null,null,null,null,null,null,null,null,null,null,null,null,8503,1.5003280096080297E-4,{"$f":"X8516*'Back, Results'!$D$15","v":15.003280096080298},4.5733983565012541E-5]
[null,null,null,null,null,null,null,null,null,null,null,null,null,null,null,null,null,null,null,null,null,null,8511,1.4723283270856699E-4,{"$f":"X8524*'Back, Results'!$D$15","v":14.723283270856699},4.5733983565012541E-5]
[null,null,null,null,null,null,null,null,null,null,null,null,null,null,null,null,null,null,null,null,null,null,8512,1.4723283270856699E-4,{"$f":"X8525*'Back, Results'!$D$15","v":14.723283270856699},4.5733983565012541E-5]
[null,null,null,null,null,null,null,null,null,null,null,null,null,null,null,null,null,null,null,null,null,null,8513,1.4793282477162597E-4,{"$f":"X8526*'Back, Results'!$D$15","v":14.793282477162597},4.5733983565012541E-5]
[null,null,null,null,null,null,null,null,null,null,null,null,null,null,null,null,null,null,null,null,null,null,8514,1.4793282477162597E-4,{"$f":"X8527*'Back, Results'!$D$15","v":14.793282477162597},4.5733983565012541E-5]
[null,null,null,null,null,null,null,null,null,null,null,null,null,null,null,null,null,null,null,null,null,null,8515,1.4793282477162597E-4,{"$f":"X8528*'Back, Results'!$D$15","v":14.793282477162597},4.5733983565012541E-5]
[null,null,null,null,null,null,null,null,null,null,null,null,null,null,null,null,null,null,null,null,null,null,8516,1.4653284064550798E-4,{"$f":"X8529*'Back, Results'!$D$15","v":14.653284064550798},4.5733983565012541E-5]
[null,null,null,null,null,null,null,null,null,null,null,null,null,null,null,null,null,null,null,null,null,null,8517,1.4793282477162597E-4,{"$f":"X8530*'Back, Results'!$D$15","v":14.793282477162597},4.5733983565012541E-5]
[null,null,null,null,null,null,null,null,null,null,null,null,null,null,null,null,null,null,null,null,null,null,8518,1.4863281683468498E-4,{"$f":"X8531*'Back, Results'!$D$15","v":14.863281683468498},4.5733983565012541E-5]
[null,null,null,null,null,null,null,null,null,null,null,null,null,null,null,null,null,null,null,null,null,null,8519,1.4863281683468498E-4,{"$f":"X8532*'Back, Results'!$D$15","v":14.863281683468498},4.5733983565012541E-5]
[null,null,null,null,null,null,null,null,null,null,null,null,null,null,null,null,null,null,null,null,null,null,8520,1.4863281683468498E-4,{"$f":"X8533*'Back, Results'!$D$15","v":14.863281683468498},4.5733983565012541E-5]
[null,null,null,null,null,null,null,null,null,null,null,null,null,null,null,null,null,null,null,null,null,null,8521,1.4933280889774397E-4,{"$f":"X8534*'Back, Results'!$D$15","v":14.933280889774396},4.5733983565012541E-5]
[null,null,null,null,null,null,null,null,null,null,null,null,null,null,null,null,null,null,null,null,null,null,8522,1.5073279302386196E-4,{"$f":"X8535*'Back, Results'!$D$15","v":15.073279302386196},4.5733983565012541E-5]
[null,null,null,null,null,null,null,null,null,null,null,null,null,null,null,null,null,null,null,null,null,null,8523,1.5423275333915695E-4,{"$f":"X8536*'Back, Results'!$D$15","v":15.423275333915695},4.5733983565012541E-5]
[null,null,null,null,null,null,null,null,null,null,null,null,null,null,null,null,null,null,null,null,null,null,8524,1.5703272159139296E-4,{"$f":"X8537*'Back, Results'!$D$15","v":15.703272159139296},4.5733983565012541E-5]
[null,null,null,null,null,null,null,null,null,null,null,null,null,null,null,null,null,null,null,null,null,null,8525,1.6193266603280591E-4,{"$f":"X8538*'Back, Results'!$D$15","v":16.193266603280591},4.5733983565012541E-5]
[null,null,null,null,null,null,null,null,null,null,null,null,null,null,null,null,null,null,null,null,null,null,8526,1.6753260253727788E-4,{"$f":"X8539*'Back, Results'!$D$15","v":16.753260253727788},4.5733983565012541E-5]
[null,null,null,null,null,null,null,null,null,null,null,null,null,null,null,null,null,null,null,null,null,null,8527,1.6963257872645488E-4,{"$f":"X8540*'Back, Results'!$D$15","v":16.963257872645489},4.5733983565012541E-5]
[null,null,null,null,null,null,null,null,null,null,null,null,null,null,null,null,null,null,null,null,null,null,8528,1.689325866633959E-4,{"$f":"X8541*'Back, Results'!$D$15","v":16.893258666339591},4.5733983565012541E-5]
[null,null,null,null,null,null,null,null,null,null,null,null,null,null,null,null,null,null,null,null,null,null,8529,1.6963257872645488E-4,{"$f":"X8542*'Back, Results'!$D$15","v":16.963257872645489},4.5733983565012541E-5]
[null,null,null,null,null,null,null,null,null,null,null,null,null,null,null,null,null,null,null,null,null,null,8530,1.6543262634810091E-4,{"$f":"X8543*'Back, Results'!$D$15","v":16.543262634810091},4.5733983565012541E-5]
[null,null,null,null,null,null,null,null,null,null,null,null,null,null,null,null,null,null,null,null,null,null,8531,1.5983268984362891E-4,{"$f":"X8544*'Back, Results'!$D$15","v":15.983268984362891},4.5733983565012541E-5]
[null,null,null,null,null,null,null,null,null,null,null,null,null,null,null,null,null,null,null,null,null,null,8532,1.5493274540221596E-4,{"$f":"X8545*'Back, Results'!$D$15","v":15.493274540221595},4.5733983565012541E-5]
[null,null,null,null,null,null,null,null,null,null,null,null,null,null,null,null,null,null,null,null,null,null,8533,1.5423275333915695E-4,{"$f":"X8546*'Back, Results'!$D$15","v":15.423275333915695},4.5733983565012541E-5]
[null,null,null,null,null,null,null,null,null,null,null,null,null,null,null,null,null,null,null,null,null,null,8534,1.5213277714997998E-4,{"$f":"X8547*'Back, Results'!$D$15","v":15.213277714997998},4.5733983565012541E-5]
[null,null,null,null,null,null,null,null,null,null,null,null,null,null,null,null,null,null,null,null,null,null,8535,1.5143278508692097E-4,{"$f":"X8548*'Back, Results'!$D$15","v":15.143278508692097},4.5733983565012541E-5]
[null,null,null,null,null,null,null,null,null,null,null,null,null,null,null,null,null,null,null,null,null,null,8536,1.5983268984362891E-4,{"$f":"X8549*'Back, Results'!$D$15","v":15.983268984362891},4.5733983565012541E-5]
[null,null,null,null,null,null,null,null,null,null,null,null,null,null,null,null,null,null,null,null,null,null,8537,1.6823259460033689E-4,{"$f":"X8550*'Back, Results'!$D$15","v":16.82325946003369},4.5733983565012541E-5]
[null,null,null,null,null,null,null,null,null,null,null,null,null,null,null,null,null,null,null,null,null,null,8538,1.8013245967233983E-4,{"$f":"X8551*'Back, Results'!$D$15","v":18.013245967233981},4.5733983565012541E-5]
[null,null,null,null,null,null,null,null,null,null,null,null,null,null,null,null,null,null,null,null,null,null,8539,1.8153244379845782E-4,{"$f":"X8552*'Back, Results'!$D$15","v":18.153244379845781},4.5733983565012541E-5]
[null,null,null,null,null,null,null,null,null,null,null,null,null,null,null,null,null,null,null,null,null,null,8540,1.8083245173539881E-4,{"$f":"X8553*'Back, Results'!$D$15","v":18.083245173539879},4.5733983565012541E-5]
[null,null,null,null,null,null,null,null,null,null,null,null,null,null,null,null,null,null,null,null,null,null,8541,1.7733249142010382E-4,{"$f":"X8554*'Back, Results'!$D$15","v":17.733249142010383},4.5733983565012541E-5]
[null,null,null,null,null,null,null,null,null,null,null,null,null,null,null,null,null,null,null,null,null,null,8542,1.7803248348316283E-4,{"$f":"X8555*'Back, Results'!$D$15","v":17.803248348316284},4.5733983565012541E-5]
[null,null,null,null,null,null,null,null,null,null,null,null,null,null,null,null,null,null,null,null,null,null,8543,1.8503240411375276E-4,{"$f":"X8556*'Back, Results'!$D$15","v":18.503240411375277},4.5733983565012541E-5]
[null,null,null,null,null,null,null,null,null,null,null,null,null,null,null,null,null,null,null,null,null,null,8544,1.8293242792457581E-4,{"$f":"X8557*'Back, Results'!$D$15","v":18.29324279245758},4.5733983565012541E-5]
[null,null,null,null,null,null,null,null,null,null,null,null,null,null,null,null,null,null,null,null,null,null,8545,1.8223243586151677E-4,{"$f":"X8558*'Back, Results'!$D$15","v":18.223243586151678},4.5733983565012541E-5]
[null,null,null,null,null,null,null,null,null,null,null,null,null,null,null,null,null,null,null,null,null,null,8546,1.8503240411375276E-4,{"$f":"X8559*'Back, Results'!$D$15","v":18.503240411375277},4.5733983565012541E-5]
[null,null,null,null,null,null,null,null,null,null,null,null,null,null,null,null,null,null,null,null,null,null,8547,1.8293242792457581E-4,{"$f":"X8560*'Back, Results'!$D$15","v":18.29324279245758},4.5733983565012541E-5]
[null,null,null,null,null,null,null,null,null,null,null,null,null,null,null,null,null,null,null,null,null,null,8548,1.7873247554622181E-4,{"$f":"X8561*'Back, Results'!$D$15","v":17.873247554622182},4.5733983565012541E-5]
[null,null,null,null,null,null,null,null,null,null,null,null,null,null,null,null,null,null,null,null,null,null,8549,1.7663249935704484E-4,{"$f":"X8562*'Back, Results'!$D$15","v":17.663249935704485},4.5733983565012541E-5]
[null,null,null,null,null,null,null,null,null,null,null,null,null,null,null,null,null,null,null,null,null,null,8550,1.7103256285257284E-4,{"$f":"X8563*'Back, Results'!$D$15","v":17.103256285257284},4.5733983565012541E-5]
[null,null,null,null,null,null,null,null,null,null,null,null,null,null,null,null,null,null,null,null,null,null,8551,1.626326580958649E-4,{"$f":"X8564*'Back, Results'!$D$15","v":16.263265809586489},4.5733983565012541E-5]
[null,null,null,null,null,null,null,null,null,null,null,null,null,null,null,null,null,null,null,null,null,null,8552,1.6333265015892391E-4,{"$f":"X8565*'Back, Results'!$D$15","v":16.33326501589239},4.5733983565012541E-5]
[null,null,null,null,null,null,null,null,null,null,null,null,null,null,null,null,null,null,null,null,null,null,8553,1.6403264222198289E-4,{"$f":"X8566*'Back, Results'!$D$15","v":16.403264222198288},4.5733983565012541E-5]
[null,null,null,null,null,null,null,null,null,null,null,null,null,null,null,null,null,null,null,null,null,null,8554,1.6333265015892391E-4,{"$f":"X8567*'Back, Results'!$D$15","v":16.33326501589239},4.5733983565012541E-5]
[null,null,null,null,null,null,null,null,null,null,null,null,null,null,null,null,null,null,null,null,null,null,8555,1.5983268984362891E-4,{"$f":"X8568*'Back, Results'!$D$15","v":15.983268984362891},4.5733983565012541E-5]
[null,null,null,null,null,null,null,null,null,null,null,null,null,null,null,null,null,null,null,null,null,null,8556,1.5773271365445191E-4,{"$f":"X8569*'Back, Results'!$D$15","v":15.773271365445192},4.5733983565012541E-5]
[null,null,null,null,null,null,null,null,null,null,null,null,null,null,null,null,null,null,null,null,null,null,8557,1.5283276921303896E-4,{"$f":"X8570*'Back, Results'!$D$15","v":15.283276921303896},4.5733983565012541E-5]
[null,null,null,null,null,null,null,null,null,null,null,null,null,null,null,null,null,null,null,null,null,null,8558,1.5633272952833395E-4,{"$f":"X8571*'Back, Results'!$D$15","v":15.633272952833394},4.5733983565012541E-5]
[null,null,null,null,null,null,null,null,null,null,null,null,null,null,null,null,null,null,null,null,null,null,8559,1.605326819066879E-4,{"$f":"X8572*'Back, Results'!$D$15","v":16.053268190668788},4.5733983565012541E-5]
[null,null,null,null,null,null,null,null,null,null,null,null,null,null,null,null,null,null,null,null,null,null,8560,1.6613261841115989E-4,{"$f":"X8573*'Back, Results'!$D$15","v":16.613261841115989},4.5733983565012541E-5]
[null,null,null,null,null,null,null,null,null,null,null,null,null,null,null,null,null,null,null,null,null,null,8561,1.7103256285257284E-4,{"$f":"X8574*'Back, Results'!$D$15","v":17.103256285257284},4.5733983565012541E-5]
[null,null,null,null,null,null,null,null,null,null,null,null,null,null,null,null,null,null,null,null,null,null,8562,1.7453252316786783E-4,{"$f":"X8575*'Back, Results'!$D$15","v":17.453252316786784},4.5733983565012541E-5]
[null,null,null,null,null,null,null,null,null,null,null,null,null,null,null,null,null,null,null,null,null,null,8563,1.7733249142010382E-4,{"$f":"X8576*'Back, Results'!$D$15","v":17.733249142010383},4.5733983565012541E-5]
[null,null,null,null,null,null,null,null,null,null,null,null,null,null,null,null,null,null,null,null,null,null,8564,1.7593250729398583E-4,{"$f":"X8577*'Back, Results'!$D$15","v":17.593250729398584},4.5733983565012541E-5]
[null,null,null,null,null,null,null,null,null,null,null,null,null,null,null,null,null,null,null,null,null,null,8565,1.7173255491563185E-4,{"$f":"X8578*'Back, Results'!$D$15","v":17.173255491563186},4.5733983565012541E-5]
[null,null,null,null,null,null,null,null,null,null,null,null,null,null,null,null,null,null,null,null,null,null,8566,1.689325866633959E-4,{"$f":"X8579*'Back, Results'!$D$15","v":16.893258666339591},4.5733983565012541E-5]
[null,null,null,null,null,null,null,null,null,null,null,null,null,null,null,null,null,null,null,null,null,null,8567,1.7453252316786783E-4,{"$f":"X8580*'Back, Results'!$D$15","v":17.453252316786784},4.5733983565012541E-5]
[null,null,null,null,null,null,null,null,null,null,null,null,null,null,null,null,null,null,null,null,null,null,8568,1.8363241998763476E-4,{"$f":"X8581*'Back, Results'!$D$15","v":18.363241998763478},4.5733983565012541E-5]
[null,null,null,null,null,null,null,null,null,null,null,null,null,null,null,null,null,null,null,null,null,null,8569,1.7873247554622181E-4,{"$f":"X8582*'Back, Results'!$D$15","v":17.873247554622182},4.5733983565012541E-5]
[null,null,null,null,null,null,null,null,null,null,null,null,null,null,null,null,null,null,null,null,null,null,8570,1.7383253110480885E-4,{"$f":"X8583*'Back, Results'!$D$15","v":17.383253110480887},4.5733983565012541E-5]
[null,null,null,null,null,null,null,null,null,null,null,null,null,null,null,null,null,null,null,null,null,null,8571,1.7173255491563185E-4,{"$f":"X8584*'Back, Results'!$D$15","v":17.173255491563186},4.5733983565012541E-5]
[null,null,null,null,null,null,null,null,null,null,null,null,null,null,null,null,null,null,null,null,null,null,8572,1.7383253110480885E-4,{"$f":"X8585*'Back, Results'!$D$15","v":17.383253110480887},4.5733983565012541E-5]
[null,null,null,null,null,null,null,null,null,null,null,null,null,null,null,null,null,null,null,null,null,null,8573,1.8363241998763476E-4,{"$f":"X8586*'Back, Results'!$D$15","v":18.363241998763478},4.5733983565012541E-5]
[null,null,null,null,null,null,null,null,null,null,null,null,null,null,null,null,null,null,null,null,null,null,8574,1.9133233268128376E-4,{"$f":"X8587*'Back, Results'!$D$15","v":19.133233268128375},4.5733983565012541E-5]
[null,null,null,null,null,null,null,null,null,null,null,null,null,null,null,null,null,null,null,null,null,null,8575,1.9483229299657875E-4,{"$f":"X8588*'Back, Results'!$D$15","v":19.483229299657875},4.5733983565012541E-5]
[null,null,null,null,null,null,null,null,null,null,null,null,null,null,null,null,null,null,null,null,null,null,8576,1.8713238030292976E-4,{"$f":"X8589*'Back, Results'!$D$15","v":18.713238030292974},4.5733983565012541E-5]
[null,null,null,null,null,null,null,null,null,null,null,null,null,null,null,null,null,null,null,null,null,null,8577,1.8223243586151677E-4,{"$f":"X8590*'Back, Results'!$D$15","v":18.223243586151678},4.5733983565012541E-5]
[null,null,null,null,null,null,null,null,null,null,null,null,null,null,null,null,null,null,null,null,null,null,8578,1.8083245173539881E-4,{"$f":"X8591*'Back, Results'!$D$15","v":18.083245173539879},4.5733983565012541E-5]
[null,null,null,null,null,null,null,null,null,null,null,null,null,null,null,null,null,null,null,null,null,null,8579,1.7663249935704484E-4,{"$f":"X8592*'Back, Results'!$D$15","v":17.663249935704485},4.5733983565012541E-5]
[null,null,null,null,null,null,null,null,null,null,null,null,null,null,null,null,null,null,null,null,null,null,8580,1.7663249935704484E-4,{"$f":"X8593*'Back, Results'!$D$15","v":17.663249935704485},4.5733983565012541E-5]
[null,null,null,null,null,null,null,null,null,null,null,null,null,null,null,null,null,null,null,null,null,null,8581,1.7663249935704484E-4,{"$f":"X8594*'Back, Results'!$D$15","v":17.663249935704485},4.5733983565012541E-5]
[null,null,null,null,null,null,null,null,null,null,null,null,null,null,null,null,null,null,null,null,null,null,8582,1.7663249935704484E-4,{"$f":"X8595*'Back, Results'!$D$15","v":17.663249935704485},4.5733983565012541E-5]
[null,null,null,null,null,null,null,null,null,null,null,null,null,null,null,null,null,null,null,null,null,null,8583,1.7733249142010382E-4,{"$f":"X8596*'Back, Results'!$D$15","v":17.733249142010383},4.5733983565012541E-5]
[null,null,null,null,null,null,null,null,null,null,null,null,null,null,null,null,null,null,null,null,null,null,8584,1.7733249142010382E-4,{"$f":"X8597*'Back, Results'!$D$15","v":17.733249142010383},4.5733983565012541E-5]
[null,null,null,null,null,null,null,null,null,null,null,null,null,null,null,null,null,null,null,null,null,null,8585,1.7873247554622181E-4,{"$f":"X8598*'Back, Results'!$D$15","v":17.873247554622182},4.5733983565012541E-5]
[null,null,null,null,null,null,null,null,null,null,null,null,null,null,null,null,null,null,null,null,null,null,8586,1.8013245967233983E-4,{"$f":"X8599*'Back, Results'!$D$15","v":18.013245967233981},4.5733983565012541E-5]
[null,null,null,null,null,null,null,null,null,null,null,null,null,null,null,null,null,null,null,null,null,null,8587,1.7943246760928082E-4,{"$f":"X8600*'Back, Results'!$D$15","v":17.943246760928083},4.5733983565012541E-5]
[null,null,null,null,null,null,null,null,null,null,null,null,null,null,null,null,null,null,null,null,null,null,8588,1.8573239617681176E-4,{"$f":"X8601*'Back, Results'!$D$15","v":18.573239617681175},4.5733983565012541E-5]
[null,null,null,null,null,null,null,null,null,null,null,null,null,null,null,null,null,null,null,null,null,null,8589,1.9693226918575575E-4,{"$f":"X8602*'Back, Results'!$D$15","v":19.693226918575576},4.5733983565012541E-5]
[null,null,null,null,null,null,null,null,null,null,null,null,null,null,null,null,null,null,null,null,null,null,8590,2.0533217394246367E-4,{"$f":"X8603*'Back, Results'!$D$15","v":20.533217394246368},4.5733983565012541E-5]
[null,null,null,null,null,null,null,null,null,null,null,null,null,null,null,null,null,null,null,null,null,null,8591,2.0883213425775863E-4,{"$f":"X8604*'Back, Results'!$D$15","v":20.883213425775864},4.5733983565012541E-5]
[null,null,null,null,null,null,null,null,null,null,null,null,null,null,null,null,null,null,null,null,null,null,8592,2.165320469514076E-4,{"$f":"X8605*'Back, Results'!$D$15","v":21.653204695140762},4.5733983565012541E-5]
[null,null,null,null,null,null,null,null,null,null,null,null,null,null,null,null,null,null,null,null,null,null,8593,2.2773191996035156E-4,{"$f":"X8606*'Back, Results'!$D$15","v":22.773191996035155},4.5733983565012541E-5]
[null,null,null,null,null,null,null,null,null,null,null,null,null,null,null,null,null,null,null,null,null,null,8594,2.2843191202341054E-4,{"$f":"X8607*'Back, Results'!$D$15","v":22.843191202341053},4.5733983565012541E-5]
[null,null,null,null,null,null,null,null,null,null,null,null,null,null,null,null,null,null,null,null,null,null,8595,2.2633193583423354E-4,{"$f":"X8608*'Back, Results'!$D$15","v":22.633193583423353},4.5733983565012541E-5]
[null,null,null,null,null,null,null,null,null,null,null,null,null,null,null,null,null,null,null,null,null,null,8596,2.2493195170811555E-4,{"$f":"X8609*'Back, Results'!$D$15","v":22.493195170811553},4.5733983565012541E-5]
[null,null,null,null,null,null,null,null,null,null,null,null,null,null,null,null,null,null,null,null,null,null,8597,2.2563194377117455E-4,{"$f":"X8610*'Back, Results'!$D$15","v":22.563194377117455},4.5733983565012541E-5]
[null,null,null,null,null,null,null,null,null,null,null,null,null,null,null,null,null,null,null,null,null,null,8598,2.2913190408646955E-4,{"$f":"X8611*'Back, Results'!$D$15","v":22.913190408646955},4.5733983565012541E-5]
[null,null,null,null,null,null,null,null,null,null,null,null,null,null,null,null,null,null,null,null,null,null,8599,2.2843191202341054E-4,{"$f":"X8612*'Back, Results'!$D$15","v":22.843191202341053},4.5733983565012541E-5]
[null,null,null,null,null,null,null,null,null,null,null,null,null,null,null,null,null,null,null,null,null,null,8600,2.3333185646482352E-4,{"$f":"X8613*'Back, Results'!$D$15","v":23.333185646482352},4.5733983565012541E-5]
[null,null,null,null,null,null,null,null,null,null,null,null,null,null,null,null,null,null,null,null,null,null,8601,2.3753180884317747E-4,{"$f":"X8614*'Back, Results'!$D$15","v":23.753180884317747},4.5733983565012541E-5]
[null,null,null,null,null,null,null,null,null,null,null,null,null,null,null,null,null,null,null,null,null,null,8602,2.3823180090623648E-4,{"$f":"X8615*'Back, Results'!$D$15","v":23.823180090623648},4.5733983565012541E-5]
[null,null,null,null,null,null,null,null,null,null,null,null,null,null,null,null,null,null,null,null,null,null,8603,2.2423195964505656E-4,{"$f":"X8616*'Back, Results'!$D$15","v":22.423195964505656},4.5733983565012541E-5]
[null,null,null,null,null,null,null,null,null,null,null,null,null,null,null,null,null,null,null,null,null,null,8604,2.1933201520364361E-4,{"$f":"X8617*'Back, Results'!$D$15","v":21.93320152036436},4.5733983565012541E-5]
[null,null,null,null,null,null,null,null,null,null,null,null,null,null,null,null,null,null,null,null,null,null,8605,2.186320231405846E-4,{"$f":"X8618*'Back, Results'!$D$15","v":21.863202314058459},4.5733983565012541E-5]
[null,null,null,null,null,null,null,null,null,null,null,null,null,null,null,null,null,null,null,null,null,null,8606,2.1443207076223063E-4,{"$f":"X8619*'Back, Results'!$D$15","v":21.443207076223061},4.5733983565012541E-5]
[null,null,null,null,null,null,null,null,null,null,null,null,null,null,null,null,null,null,null,null,null,null,8607,2.1233209457305362E-4,{"$f":"X8620*'Back, Results'!$D$15","v":21.233209457305364},4.5733983565012541E-5]
[null,null,null,null,null,null,null,null,null,null,null,null,null,null,null,null,null,null,null,null,null,null,8608,2.1723203901446661E-4,{"$f":"X8621*'Back, Results'!$D$15","v":21.723203901446659},4.5733983565012541E-5]
[null,null,null,null,null,null,null,null,null,null,null,null,null,null,null,null,null,null,null,null,null,null,8609,2.2703192789729255E-4,{"$f":"X8622*'Back, Results'!$D$15","v":22.703192789729254},4.5733983565012541E-5]
[null,null,null,null,null,null,null,null,null,null,null,null,null,null,null,null,null,null,null,null,null,null,8610,2.3193187233870553E-4,{"$f":"X8623*'Back, Results'!$D$15","v":23.193187233870553},4.5733983565012541E-5]
[null,null,null,null,null,null,null,null,null,null,null,null,null,null,null,null,null,null,null,null,null,null,8611,2.3193187233870553E-4,{"$f":"X8624*'Back, Results'!$D$15","v":23.193187233870553},4.5733983565012541E-5]
[null,null,null,null,null,null,null,null,null,null,null,null,null,null,null,null,null,null,null,null,null,null,8612,2.3823180090623648E-4,{"$f":"X8625*'Back, Results'!$D$15","v":23.823180090623648},4.5733983565012541E-5]
[null,null,null,null,null,null,null,null,null,null,null,null,null,null,null,null,null,null,null,null,null,null,8613,2.4033177709541348E-4,{"$f":"X8626*'Back, Results'!$D$15","v":24.033177709541349},4.5733983565012541E-5]
[null,null,null,null,null,null,null,null,null,null,null,null,null,null,null,null,null,null,null,null,null,null,8614,2.4593171359988547E-4,{"$f":"X8627*'Back, Results'!$D$15","v":24.593171359988546},4.5733983565012541E-5]
[null,null,null,null,null,null,null,null,null,null,null,null,null,null,null,null,null,null,null,null,null,null,8615,2.4943167391518043E-4,{"$f":"X8628*'Back, Results'!$D$15","v":24.943167391518042},4.5733983565012541E-5]
[null,null,null,null,null,null,null,null,null,null,null,null,null,null,null,null,null,null,null,null,null,null,8616,2.5223164216741642E-4,{"$f":"X8629*'Back, Results'!$D$15","v":25.22316421674164},4.5733983565012541E-5]
[null,null,null,null,null,null,null,null,null,null,null,null,null,null,null,null,null,null,null,null,null,null,8617,1.3533296763656405E-4,{"$f":"X8630*'Back, Results'!$D$15","v":13.533296763656406},4.5733983565012541E-5]
[null,null,null,null,null,null,null,null,null,null,null,null,null,null,null,null,null,null,null,null,null,null,8618,1.3743294382574105E-4,{"$f":"X8631*'Back, Results'!$D$15","v":13.743294382574105},4.5733983565012541E-5]
[null,null,null,null,null,null,null,null,null,null,null,null,null,null,null,null,null,null,null,null,null,null,8619,1.3533296763656405E-4,{"$f":"X8632*'Back, Results'!$D$15","v":13.533296763656406},4.5733983565012541E-5]
[null,null,null,null,null,null,null,null,null,null,null,null,null,null,null,null,null,null,null,null,null,null,8620,1.3323299144738705E-4,{"$f":"X8633*'Back, Results'!$D$15","v":13.323299144738705},4.5733983565012541E-5]
[null,null,null,null,null,null,null,null,null,null,null,null,null,null,null,null,null,null,null,null,null,null,8621,1.3113301525821005E-4,{"$f":"X8634*'Back, Results'!$D$15","v":13.113301525821006},4.5733983565012541E-5]
[null,null,null,null,null,null,null,null,null,null,null,null,null,null,null,null,null,null,null,null,null,null,8622,1.304330231951511E-4,{"$f":"X8635*'Back, Results'!$D$15","v":13.04330231951511},4.5733983565012541E-5]
[null,null,null,null,null,null,null,null,null,null,null,null,null,null,null,null,null,null,null,null,null,null,8623,1.3113301525821005E-4,{"$f":"X8636*'Back, Results'!$D$15","v":13.113301525821006},4.5733983565012541E-5]
[null,null,null,null,null,null,null,null,null,null,null,null,null,null,null,null,null,null,null,null,null,null,8624,1.3393298351044606E-4,{"$f":"X8637*'Back, Results'!$D$15","v":13.393298351044606},4.5733983565012541E-5]
[null,null,null,null,null,null,null,null,null,null,null,null,null,null,null,null,null,null,null,null,null,null,8625,1.3813293588880004E-4,{"$f":"X8638*'Back, Results'!$D$15","v":13.813293588880004},4.5733983565012541E-5]
[null,null,null,null,null,null,null,null,null,null,null,null,null,null,null,null,null,null,null,null,null,null,8626,1.3883292795185905E-4,{"$f":"X8639*'Back, Results'!$D$15","v":13.883292795185904},4.5733983565012541E-5]
[null,null,null,null,null,null,null,null,null,null,null,null,null,null,null,null,null,null,null,null,null,null,8627,1.3393298351044606E-4,{"$f":"X8640*'Back, Results'!$D$15","v":13.393298351044606},4.5733983565012541E-5]
[null,null,null,null,null,null,null,null,null,null,null,null,null,null,null,null,null,null,null,null,null,null,8628,1.304330231951511E-4,{"$f":"X8641*'Back, Results'!$D$15","v":13.04330231951511},4.5733983565012541E-5]
[null,null,null,null,null,null,null,null,null,null,null,null,null,null,null,null,null,null,null,null,null,null,8629,1.2903303906903311E-4,{"$f":"X8642*'Back, Results'!$D$15","v":12.903303906903311},4.5733983565012541E-5]
[null,null,null,null,null,null,null,null,null,null,null,null,null,null,null,null,null,null,null,null,null,null,8630,1.2903303906903311E-4,{"$f":"X8643*'Back, Results'!$D$15","v":12.903303906903311},4.5733983565012541E-5]
[null,null,null,null,null,null,null,null,null,null,null,null,null,null,null,null,null,null,null,null,null,null,8631,1.2973303113209209E-4,{"$f":"X8644*'Back, Results'!$D$15","v":12.973303113209209},4.5733983565012541E-5]
[null,null,null,null,null,null,null,null,null,null,null,null,null,null,null,null,null,null,null,null,null,null,8632,1.304330231951511E-4,{"$f":"X8645*'Back, Results'!$D$15","v":13.04330231951511},4.5733983565012541E-5]
[null,null,null,null,null,null,null,null,null,null,null,null,null,null,null,null,null,null,null,null,null,null,8633,1.3183300732126906E-4,{"$f":"X8646*'Back, Results'!$D$15","v":13.183300732126906},4.5733983565012541E-5]
[null,null,null,null,null,null,null,null,null,null,null,null,null,null,null,null,null,null,null,null,null,null,8634,1.3183300732126906E-4,{"$f":"X8647*'Back, Results'!$D$15","v":13.183300732126906},4.5733983565012541E-5]
[null,null,null,null,null,null,null,null,null,null,null,null,null,null,null,null,null,null,null,null,null,null,8635,1.325329993843281E-4,{"$f":"X8648*'Back, Results'!$D$15","v":13.253299938432809},4.5733983565012541E-5]
[null,null,null,null,null,null,null,null,null,null,null,null,null,null,null,null,null,null,null,null,null,null,8636,1.3323299144738705E-4,{"$f":"X8649*'Back, Results'!$D$15","v":13.323299144738705},4.5733983565012541E-5]
[null,null,null,null,null,null,null,null,null,null,null,null,null,null,null,null,null,null,null,null,null,null,8637,1.3393298351044606E-4,{"$f":"X8650*'Back, Results'!$D$15","v":13.393298351044606},4.5733983565012541E-5]
[null,null,null,null,null,null,null,null,null,null,null,null,null,null,null,null,null,null,null,null,null,null,8638,1.3393298351044606E-4,{"$f":"X8651*'Back, Results'!$D$15","v":13.393298351044606},4.5733983565012541E-5]
[null,null,null,null,null,null,null,null,null,null,null,null,null,null,null,null,null,null,null,null,null,null,8639,1.3393298351044606E-4,{"$f":"X8652*'Back, Results'!$D$15","v":13.393298351044606},4.5733983565012541E-5]
[null,null,null,null,null,null,null,null,null,null,null,null,null,null,null,null,null,null,null,null,null,null,8640,1.3393298351044606E-4,{"$f":"X8653*'Back, Results'!$D$15","v":13.393298351044606},4.5733983565012541E-5]
[null,null,null,null,null,null,null,null,null,null,null,null,null,null,null,null,null,null,null,null,null,null,8641,1.3463297557350504E-4,{"$f":"X8654*'Back, Results'!$D$15","v":13.463297557350504},4.5733983565012541E-5]
[null,null,null,null,null,null,null,null,null,null,null,null,null,null,null,null,null,null,null,null,null,null,8642,1.3603295969962304E-4,{"$f":"X8655*'Back, Results'!$D$15","v":13.603295969962304},4.5733983565012541E-5]
[null,null,null,null,null,null,null,null,null,null,null,null,null,null,null,null,null,null,null,null,null,null,8643,1.3743294382574105E-4,{"$f":"X8656*'Back, Results'!$D$15","v":13.743294382574105},4.5733983565012541E-5]
[null,null,null,null,null,null,null,null,null,null,null,null,null,null,null,null,null,null,null,null,null,null,8644,1.3743294382574105E-4,{"$f":"X8657*'Back, Results'!$D$15","v":13.743294382574105},4.5733983565012541E-5]
[null,null,null,null,null,null,null,null,null,null,null,null,null,null,null,null,null,null,null,null,null,null,8645,1.3883292795185905E-4,{"$f":"X8658*'Back, Results'!$D$15","v":13.883292795185904},4.5733983565012541E-5]
[null,null,null,null,null,null,null,null,null,null,null,null,null,null,null,null,null,null,null,null,null,null,8646,1.4023291207797704E-4,{"$f":"X8659*'Back, Results'!$D$15","v":14.023291207797703},4.5733983565012541E-5]
[null,null,null,null,null,null,null,null,null,null,null,null,null,null,null,null,null,null,null,null,null,null,8647,1.4303288033021302E-4,{"$f":"X8660*'Back, Results'!$D$15","v":14.303288033021301},4.5733983565012541E-5]
[null,null,null,null,null,null,null,null,null,null,null,null,null,null,null,null,null,null,null,null,null,null,8648,1.4373287239327203E-4,{"$f":"X8661*'Back, Results'!$D$15","v":14.373287239327203},4.5733983565012541E-5]
[null,null,null,null,null,null,null,null,null,null,null,null,null,null,null,null,null,null,null,null,null,null,8649,1.4513285651938999E-4,{"$f":"X8662*'Back, Results'!$D$15","v":14.513285651938999},4.5733983565012541E-5]
[null,null,null,null,null,null,null,null,null,null,null,null,null,null,null,null,null,null,null,null,null,null,8650,1.4513285651938999E-4,{"$f":"X8663*'Back, Results'!$D$15","v":14.513285651938999},4.5733983565012541E-5]
[null,null,null,null,null,null,null,null,null,null,null,null,null,null,null,null,null,null,null,null,null,null,8651,1.4443286445633098E-4,{"$f":"X8664*'Back, Results'!$D$15","v":14.443286445633099},4.5733983565012541E-5]
[null,null,null,null,null,null,null,null,null,null,null,null,null,null,null,null,null,null,null,null,null,null,8652,1.4233288826715404E-4,{"$f":"X8665*'Back, Results'!$D$15","v":14.233288826715404},4.5733983565012541E-5]
[null,null,null,null,null,null,null,null,null,null,null,null,null,null,null,null,null,null,null,null,null,null,8653,1.4093290414103602E-4,{"$f":"X8666*'Back, Results'!$D$15","v":14.093290414103603},4.5733983565012541E-5]
[null,null,null,null,null,null,null,null,null,null,null,null,null,null,null,null,null,null,null,null,null,null,8654,1.3813293588880004E-4,{"$f":"X8667*'Back, Results'!$D$15","v":13.813293588880004},4.5733983565012541E-5]
[null,null,null,null,null,null,null,null,null,null,null,null,null,null,null,null,null,null,null,null,null,null,8655,1.3813293588880004E-4,{"$f":"X8668*'Back, Results'!$D$15","v":13.813293588880004},4.5733983565012541E-5]
[null,null,null,null,null,null,null,null,null,null,null,null,null,null,null,null,null,null,null,null,null,null,8656,1.3953292001491803E-4,{"$f":"X8669*'Back, Results'!$D$15","v":13.953292001491803},4.5733983565012541E-5]
[null,null,null,null,null,null,null,null,null,null,null,null,null,null,null,null,null,null,null,null,null,null,8657,1.4303288033021302E-4,{"$f":"X8670*'Back, Results'!$D$15","v":14.303288033021301},4.5733983565012541E-5]
[null,null,null,null,null,null,null,null,null,null,null,null,null,null,null,null,null,null,null,null,null,null,8658,1.4793282477162597E-4,{"$f":"X8671*'Back, Results'!$D$15","v":14.793282477162597},4.5733983565012541E-5]
[null,null,null,null,null,null,null,null,null,null,null,null,null,null,null,null,null,null,null,null,null,null,8659,1.5073279302386196E-4,{"$f":"X8672*'Back, Results'!$D$15","v":15.073279302386196},4.5733983565012541E-5]
[null,null,null,null,null,null,null,null,null,null,null,null,null,null,null,null,null,null,null,null,null,null,8660,1.5633272952833395E-4,{"$f":"X8673*'Back, Results'!$D$15","v":15.633272952833394},4.5733983565012541E-5]
[null,null,null,null,null,null,null,null,null,null,null,null,null,null,null,null,null,null,null,null,null,null,8661,1.6333265015892391E-4,{"$f":"X8674*'Back, Results'!$D$15","v":16.33326501589239},4.5733983565012541E-5]
[null,null,null,null,null,null,null,null,null,null,null,null,null,null,null,null,null,null,null,null,null,null,8662,1.647326342850419E-4,{"$f":"X8675*'Back, Results'!$D$15","v":16.47326342850419},4.5733983565012541E-5]
[null,null,null,null,null,null,null,null,null,null,null,null,null,null,null,null,null,null,null,null,null,null,8663,1.647326342850419E-4,{"$f":"X8676*'Back, Results'!$D$15","v":16.47326342850419},4.5733983565012541E-5]
[null,null,null,null,null,null,null,null,null,null,null,null,null,null,null,null,null,null,null,null,null,null,8664,1.6613261841115989E-4,{"$f":"X8677*'Back, Results'!$D$15","v":16.613261841115989},4.5733983565012541E-5]
[null,null,null,null,null,null,null,null,null,null,null,null,null,null,null,null,null,null,null,null,null,null,8665,1.5983268984362891E-4,{"$f":"X8678*'Back, Results'!$D$15","v":15.983268984362891},4.5733983565012541E-5]
[null,null,null,null,null,null,null,null,null,null,null,null,null,null,null,null,null,null,null,null,null,null,8666,1.5983268984362891E-4,{"$f":"X8679*'Back, Results'!$D$15","v":15.983268984362891},4.5733983565012541E-5]
[null,null,null,null,null,null,null,null,null,null,null,null,null,null,null,null,null,null,null,null,null,null,8667,1.591326977805699E-4,{"$f":"X8680*'Back, Results'!$D$15","v":15.913269778056991},4.5733983565012541E-5]
[null,null,null,null,null,null,null,null,null,null,null,null,null,null,null,null,null,null,null,null,null,null,8668,1.5493274540221596E-4,{"$f":"X8681*'Back, Results'!$D$15","v":15.493274540221595},4.5733983565012541E-5]
[null,null,null,null,null,null,null,null,null,null,null,null,null,null,null,null,null,null,null,null,null,null,8669,1.5073279302386196E-4,{"$f":"X8682*'Back, Results'!$D$15","v":15.073279302386196},4.5733983565012541E-5]
[null,null,null,null,null,null,null,null,null,null,null,null,null,null,null,null,null,null,null,null,null,null,8670,1.4933280889774397E-4,{"$f":"X8683*'Back, Results'!$D$15","v":14.933280889774396},4.5733983565012541E-5]
[null,null,null,null,null,null,null,null,null,null,null,null,null,null,null,null,null,null,null,null,null,null,8671,1.5003280096080297E-4,{"$f":"X8684*'Back, Results'!$D$15","v":15.003280096080298},4.5733983565012541E-5]
[null,null,null,null,null,null,null,null,null,null,null,null,null,null,null,null,null,null,null,null,null,null,8672,1.5143278508692097E-4,{"$f":"X8685*'Back, Results'!$D$15","v":15.143278508692097},4.5733983565012541E-5]
[null,null,null,null,null,null,null,null,null,null,null,null,null,null,null,null,null,null,null,null,null,null,8673,1.4723283270856699E-4,{"$f":"X8686*'Back, Results'!$D$15","v":14.723283270856699},4.5733983565012541E-5]
[null,null,null,null,null,null,null,null,null,null,null,null,null,null,null,null,null,null,null,null,null,null,8674,1.4653284064550798E-4,{"$f":"X8687*'Back, Results'!$D$15","v":14.653284064550798},4.5733983565012541E-5]
[null,null,null,null,null,null,null,null,null,null,null,null,null,null,null,null,null,null,null,null,null,null,8675,1.4513285651938999E-4,{"$f":"X8688*'Back, Results'!$D$15","v":14.513285651938999},4.5733983565012541E-5]
[null,null,null,null,null,null,null,null,null,null,null,null,null,null,null,null,null,null,null,null,null,null,8676,1.4583284858244903E-4,{"$f":"X8689*'Back, Results'!$D$15","v":14.583284858244904},4.5733983565012541E-5]
[null,null,null,null,null,null,null,null,null,null,null,null,null,null,null,null,null,null,null,null,null,null,8677,1.4653284064550798E-4,{"$f":"X8690*'Back, Results'!$D$15","v":14.653284064550798},4.5733983565012541E-5]
[null,null,null,null,null,null,null,null,null,null,null,null,null,null,null,null,null,null,null,null,null,null,8678,1.4653284064550798E-4,{"$f":"X8691*'Back, Results'!$D$15","v":14.653284064550798},4.5733983565012541E-5]
[null,null,null,null,null,null,null,null,null,null,null,null,null,null,null,null,null,null,null,null,null,null,8679,1.4723283270856699E-4,{"$f":"X8692*'Back, Results'!$D$15","v":14.723283270856699},4.5733983565012541E-5]
[null,null,null,null,null,null,null,null,null,null,null,null,null,null,null,null,null,null,null,null,null,null,8680,1.4723283270856699E-4,{"$f":"X8693*'Back, Results'!$D$15","v":14.723283270856699},4.5733983565012541E-5]
[null,null,null,null,null,null,null,null,null,null,null,null,null,null,null,null,null,null,null,null,null,null,8681,1.4793282477162597E-4,{"$f":"X8694*'Back, Results'!$D$15","v":14.793282477162597},4.5733983565012541E-5]
[null,null,null,null,null,null,null,null,null,null,null,null,null,null,null,null,null,null,null,null,null,null,8682,1.4793282477162597E-4,{"$f":"X8695*'Back, Results'!$D$15","v":14.793282477162597},4.5733983565012541E-5]
[null,null,null,null,null,null,null,null,null,null,null,null,null,null,null,null,null,null,null,null,null,null,8683,1.4793282477162597E-4,{"$f":"X8696*'Back, Results'!$D$15","v":14.793282477162597},4.5733983565012541E-5]
[null,null,null,null,null,null,null,null,null,null,null,null,null,null,null,null,null,null,null,null,null,null,8684,1.4653284064550798E-4,{"$f":"X8697*'Back, Results'!$D$15","v":14.653284064550798},4.5733983565012541E-5]
[null,null,null,null,null,null,null,null,null,null,null,null,null,null,null,null,null,null,null,null,null,null,8685,1.4793282477162597E-4,{"$f":"X8698*'Back, Results'!$D$15","v":14.793282477162597},4.5733983565012541E-5]
[null,null,null,null,null,null,null,null,null,null,null,null,null,null,null,null,null,null,null,null,null,null,8686,1.4863281683468498E-4,{"$f":"X8699*'Back, Results'!$D$15","v":14.863281683468498},4.5733983565012541E-5]
[null,null,null,null,null,null,null,null,null,null,null,null,null,null,null,null,null,null,null,null,null,null,8687,1.4863281683468498E-4,{"$f":"X8700*'Back, Results'!$D$15","v":14.863281683468498},4.5733983565012541E-5]
[null,null,null,null,null,null,null,null,null,null,null,null,null,null,null,null,null,null,null,null,null,null,8688,1.4863281683468498E-4,{"$f":"X8701*'Back, Results'!$D$15","v":14.863281683468498},4.5733983565012541E-5]
[null,null,null,null,null,null,null,null,null,null,null,null,null,null,null,null,null,null,null,null,null,null,8689,1.4933280889774397E-4,{"$f":"X8702*'Back, Results'!$D$15","v":14.933280889774396},4.5733983565012541E-5]
[null,null,null,null,null,null,null,null,null,null,null,null,null,null,null,null,null,null,null,null,null,null,8690,1.5073279302386196E-4,{"$f":"X8703*'Back, Results'!$D$15","v":15.073279302386196},4.5733983565012541E-5]
[null,null,null,null,null,null,null,null,null,null,null,null,null,null,null,null,null,null,null,null,null,null,8691,1.5423275333915695E-4,{"$f":"X8704*'Back, Results'!$D$15","v":15.423275333915695},4.5733983565012541E-5]
[null,null,null,null,null,null,null,null,null,null,null,null,null,null,null,null,null,null,null,null,null,null,8692,1.5703272159139296E-4,{"$f":"X8705*'Back, Results'!$D$15","v":15.703272159139296},4.5733983565012541E-5]
[null,null,null,null,null,null,null,null,null,null,null,null,null,null,null,null,null,null,null,null,null,null,8693,1.6193266603280591E-4,{"$f":"X8706*'Back, Results'!$D$15","v":16.193266603280591},4.5733983565012541E-5]
[null,null,null,null,null,null,null,null,null,null,null,null,null,null,null,null,null,null,null,null,null,null,8694,1.6753260253727788E-4,{"$f":"X8707*'Back, Results'!$D$15","v":16.753260253727788},4.5733983565012541E-5]
[null,null,null,null,null,null,null,null,null,null,null,null,null,null,null,null,null,null,null,null,null,null,8695,1.6963257872645488E-4,{"$f":"X8708*'Back, Results'!$D$15","v":16.963257872645489},4.5733983565012541E-5]
[null,null,null,null,null,null,null,null,null,null,null,null,null,null,null,null,null,null,null,null,null,null,8696,1.689325866633959E-4,{"$f":"X8709*'Back, Results'!$D$15","v":16.893258666339591},4.5733983565012541E-5]
[null,null,null,null,null,null,null,null,null,null,null,null,null,null,null,null,null,null,null,null,null,null,8697,1.6963257872645488E-4,{"$f":"X8710*'Back, Results'!$D$15","v":16.963257872645489},4.5733983565012541E-5]
[null,null,null,null,null,null,null,null,null,null,null,null,null,null,null,null,null,null,null,null,null,null,8698,1.6543262634810091E-4,{"$f":"X8711*'Back, Results'!$D$15","v":16.543262634810091},4.5733983565012541E-5]
[null,null,null,null,null,null,null,null,null,null,null,null,null,null,null,null,null,null,null,null,null,null,8699,1.5983268984362891E-4,{"$f":"X8712*'Back, Results'!$D$15","v":15.983268984362891},4.5733983565012541E-5]
[null,null,null,null,null,null,null,null,null,null,null,null,null,null,null,null,null,null,null,null,null,null,8700,1.5493274540221596E-4,{"$f":"X8713*'Back, Results'!$D$15","v":15.493274540221595},4.5733983565012541E-5]
[null,null,null,null,null,null,null,null,null,null,null,null,null,null,null,null,null,null,null,null,null,null,8701,1.5423275333915695E-4,{"$f":"X8714*'Back, Results'!$D$15","v":15.423275333915695},4.5733983565012541E-5]
[null,null,null,null,null,null,null,null,null,null,null,null,null,null,null,null,null,null,null,null,null,null,8702,1.5213277714997998E-4,{"$f":"X8715*'Back, Results'!$D$15","v":15.213277714997998},4.5733983565012541E-5]
[null,null,null,null,null,null,null,null,null,null,null,null,null,null,null,null,null,null,null,null,null,null,8703,1.5143278508692097E-4,{"$f":"X8716*'Back, Results'!$D$15","v":15.143278508692097},4.5733983565012541E-5]
[null,null,null,null,null,null,null,null,null,null,null,null,null,null,null,null,null,null,null,null,null,null,8704,1.5983268984362891E-4,{"$f":"X8717*'Back, Results'!$D$15","v":15.983268984362891},4.5733983565012541E-5]
[null,null,null,null,null,null,null,null,null,null,null,null,null,null,null,null,null,null,null,null,null,null,8705,1.6823259460033689E-4,{"$f":"X8718*'Back, Results'!$D$15","v":16.82325946003369},4.5733983565012541E-5]
[null,null,null,null,null,null,null,null,null,null,null,null,null,null,null,null,null,null,null,null,null,null,8706,1.8013245967233983E-4,{"$f":"X8719*'Back, Results'!$D$15","v":18.013245967233981},4.5733983565012541E-5]
[null,null,null,null,null,null,null,null,null,null,null,null,null,null,null,null,null,null,null,null,null,null,8707,1.8153244379845782E-4,{"$f":"X8720*'Back, Results'!$D$15","v":18.153244379845781},4.5733983565012541E-5]
[null,null,null,null,null,null,null,null,null,null,null,null,null,null,null,null,null,null,null,null,null,null,8708,1.8083245173539881E-4,{"$f":"X8721*'Back, Results'!$D$15","v":18.083245173539879},4.5733983565012541E-5]
[null,null,null,null,null,null,null,null,null,null,null,null,null,null,null,null,null,null,null,null,null,null,8709,1.7733249142010382E-4,{"$f":"X8722*'Back, Results'!$D$15","v":17.733249142010383},4.5733983565012541E-5]
[null,null,null,null,null,null,null,null,null,null,null,null,null,null,null,null,null,null,null,null,null,null,8710,1.7803248348316283E-4,{"$f":"X8723*'Back, Results'!$D$15","v":17.803248348316284},4.5733983565012541E-5]
[null,null,null,null,null,null,null,null,null,null,null,null,null,null,null,null,null,null,null,null,null,null,8711,1.8503240411375276E-4,{"$f":"X8724*'Back, Results'!$D$15","v":18.503240411375277},4.5733983565012541E-5]
[null,null,null,null,null,null,null,null,null,null,null,null,null,null,null,null,null,null,null,null,null,null,8712,1.8293242792457581E-4,{"$f":"X8725*'Back, Results'!$D$15","v":18.29324279245758},4.5733983565012541E-5]
[null,null,null,null,null,null,null,null,null,null,null,null,null,null,null,null,null,null,null,null,null,null,8713,1.8223243586151677E-4,{"$f":"X8726*'Back, Results'!$D$15","v":18.223243586151678},4.5733983565012541E-5]
[null,null,null,null,null,null,null,null,null,null,null,null,null,null,null,null,null,null,null,null,null,null,8714,1.8503240411375276E-4,{"$f":"X8727*'Back, Results'!$D$15","v":18.503240411375277},4.5733983565012541E-5]
[null,null,null,null,null,null,null,null,null,null,null,null,null,null,null,null,null,null,null,null,null,null,8715,1.8293242792457581E-4,{"$f":"X8728*'Back, Results'!$D$15","v":18.29324279245758},4.5733983565012541E-5]
[null,null,null,null,null,null,null,null,null,null,null,null,null,null,null,null,null,null,null,null,null,null,8716,1.7873247554622181E-4,{"$f":"X8729*'Back, Results'!$D$15","v":17.873247554622182},4.5733983565012541E-5]
[null,null,null,null,null,null,null,null,null,null,null,null,null,null,null,null,null,null,null,null,null,null,8717,1.7663249935704484E-4,{"$f":"X8730*'Back, Results'!$D$15","v":17.663249935704485},4.5733983565012541E-5]
[null,null,null,null,null,null,null,null,null,null,null,null,null,null,null,null,null,null,null,null,null,null,8718,1.7103256285257284E-4,{"$f":"X8731*'Back, Results'!$D$15","v":17.103256285257284},4.5733983565012541E-5]
[null,null,null,null,null,null,null,null,null,null,null,null,null,null,null,null,null,null,null,null,null,null,8719,1.626326580958649E-4,{"$f":"X8732*'Back, Results'!$D$15","v":16.263265809586489},4.5733983565012541E-5]
[null,null,null,null,null,null,null,null,null,null,null,null,null,null,null,null,null,null,null,null,null,null,8720,1.6333265015892391E-4,{"$f":"X8733*'Back, Results'!$D$15","v":16.33326501589239},4.5733983565012541E-5]
[null,null,null,null,null,null,null,null,null,null,null,null,null,null,null,null,null,null,null,null,null,null,8721,1.6403264222198289E-4,{"$f":"X8734*'Back, Results'!$D$15","v":16.403264222198288},4.5733983565012541E-5]
[null,null,null,null,null,null,null,null,null,null,null,null,null,null,null,null,null,null,null,null,null,null,8722,1.6333265015892391E-4,{"$f":"X8735*'Back, Results'!$D$15","v":16.33326501589239},4.5733983565012541E-5]
[null,null,null,null,null,null,null,null,null,null,null,null,null,null,null,null,null,null,null,null,null,null,8723,1.5983268984362891E-4,{"$f":"X8736*'Back, Results'!$D$15","v":15.983268984362891},4.5733983565012541E-5]
[null,null,null,null,null,null,null,null,null,null,null,null,null,null,null,null,null,null,null,null,null,null,8724,1.5773271365445191E-4,{"$f":"X8737*'Back, Results'!$D$15","v":15.773271365445192},4.5733983565012541E-5]
[null,null,null,null,null,null,null,null,null,null,null,null,null,null,null,null,null,null,null,null,null,null,8725,1.5283276921303896E-4,{"$f":"X8738*'Back, Results'!$D$15","v":15.283276921303896},4.5733983565012541E-5]
[null,null,null,null,null,null,null,null,null,null,null,null,null,null,null,null,null,null,null,null,null,null,8726,1.5633272952833395E-4,{"$f":"X8739*'Back, Results'!$D$15","v":15.633272952833394},4.5733983565012541E-5]
[null,null,null,null,null,null,null,null,null,null,null,null,null,null,null,null,null,null,null,null,null,null,8727,1.605326819066879E-4,{"$f":"X8740*'Back, Results'!$D$15","v":16.053268190668788},4.5733983565012541E-5]
[null,null,null,null,null,null,null,null,null,null,null,null,null,null,null,null,null,null,null,null,null,null,8728,1.6613261841115989E-4,{"$f":"X8741*'Back, Results'!$D$15","v":16.613261841115989},4.5733983565012541E-5]
[null,null,null,null,null,null,null,null,null,null,null,null,null,null,null,null,null,null,null,null,null,null,8729,1.7103256285257284E-4,{"$f":"X8742*'Back, Results'!$D$15","v":17.103256285257284},4.5733983565012541E-5]
[null,null,null,null,null,null,null,null,null,null,null,null,null,null,null,null,null,null,null,null,null,null,8730,1.7453252316786783E-4,{"$f":"X8743*'Back, Results'!$D$15","v":17.453252316786784},4.5733983565012541E-5]
[null,null,null,null,null,null,null,null,null,null,null,null,null,null,null,null,null,null,null,null,null,null,8731,1.7733249142010382E-4,{"$f":"X8744*'Back, Results'!$D$15","v":17.733249142010383},4.5733983565012541E-5]
[null,null,null,null,null,null,null,null,null,null,null,null,null,null,null,null,null,null,null,null,null,null,8732,1.7593250729398583E-4,{"$f":"X8745*'Back, Results'!$D$15","v":17.593250729398584},4.5733983565012541E-5]
[null,null,null,null,null,null,null,null,null,null,null,null,null,null,null,null,null,null,null,null,null,null,8733,1.7173255491563185E-4,{"$f":"X8746*'Back, Results'!$D$15","v":17.173255491563186},4.5733983565012541E-5]
[null,null,null,null,null,null,null,null,null,null,null,null,null,null,null,null,null,null,null,null,null,null,8734,1.689325866633959E-4,{"$f":"X8747*'Back, Results'!$D$15","v":16.893258666339591},4.5733983565012541E-5]
[null,null,null,null,null,null,null,null,null,null,null,null,null,null,null,null,null,null,null,null,null,null,8735,1.7453252316786783E-4,{"$f":"X8748*'Back, Results'!$D$15","v":17.453252316786784},4.5733983565012541E-5]
[null,null,null,null,null,null,null,null,null,null,null,null,null,null,null,null,null,null,null,null,null,null,8736,1.8363241998763476E-4,{"$f":"X8749*'Back, Results'!$D$15","v":18.363241998763478},4.5733983565012541E-5]
[null,null,null,null,null,null,null,null,null,null,null,null,null,null,null,null,null,null,null,null,null,null,8737,1.7873247554622181E-4,{"$f":"X8750*'Back, Results'!$D$15","v":17.873247554622182},4.5733983565012541E-5]
[null,null,null,null,null,null,null,null,null,null,null,null,null,null,null,null,null,null,null,null,null,null,8738,1.7383253110480885E-4,{"$f":"X8751*'Back, Results'!$D$15","v":17.383253110480887},4.5733983565012541E-5]
[null,null,null,null,null,null,null,null,null,null,null,null,null,null,null,null,null,null,null,null,null,null,8739,1.7173255491563185E-4,{"$f":"X8752*'Back, Results'!$D$15","v":17.173255491563186},4.5733983565012541E-5]
[null,null,null,null,null,null,null,null,null,null,null,null,null,null,null,null,null,null,null,null,null,null,8740,1.7383253110480885E-4,{"$f":"X8753*'Back, Results'!$D$15","v":17.383253110480887},4.5733983565012541E-5]
[null,null,null,null,null,null,null,null,null,null,null,null,null,null,null,null,null,null,null,null,null,null,8741,1.8363241998763476E-4,{"$f":"X8754*'Back, Results'!$D$15","v":18.363241998763478},4.5733983565012541E-5]
[null,null,null,null,null,null,null,null,null,null,null,null,null,null,null,null,null,null,null,null,null,null,8742,1.9133233268128376E-4,{"$f":"X8755*'Back, Results'!$D$15","v":19.133233268128375},4.5733983565012541E-5]
[null,null,null,null,null,null,null,null,null,null,null,null,null,null,null,null,null,null,null,null,null,null,8743,1.9483229299657875E-4,{"$f":"X8756*'Back, Results'!$D$15","v":19.483229299657875},4.5733983565012541E-5]
[null,null,null,null,null,null,null,null,null,null,null,null,null,null,null,null,null,null,null,null,null,null,8744,1.8713238030292976E-4,{"$f":"X8757*'Back, Results'!$D$15","v":18.713238030292974},4.5733983565012541E-5]
[null,null,null,null,null,null,null,null,null,null,null,null,null,null,null,null,null,null,null,null,null,null,8745,1.8223243586151677E-4,{"$f":"X8758*'Back, Results'!$D$15","v":18.223243586151678},4.5733983565012541E-5]
[null,null,null,null,null,null,null,null,null,null,null,null,null,null,null,null,null,null,null,null,null,null,8746,1.8083245173539881E-4,{"$f":"X8759*'Back, Results'!$D$15","v":18.083245173539879},4.5733983565012541E-5]
[null,null,null,null,null,null,null,null,null,null,null,null,null,null,null,null,null,null,null,null,null,null,8747,1.7663249935704484E-4,{"$f":"X8760*'Back, Results'!$D$15","v":17.663249935704485},4.5733983565012541E-5]
[null,null,null,null,null,null,null,null,null,null,null,null,null,null,null,null,null,null,null,null,null,null,8748,1.7663249935704484E-4,{"$f":"X8761*'Back, Results'!$D$15","v":17.663249935704485},4.5733983565012541E-5]
[null,null,null,null,null,null,null,null,null,null,null,null,null,null,null,null,null,null,null,null,null,null,8749,1.7663249935704484E-4,{"$f":"X8762*'Back, Results'!$D$15","v":17.663249935704485},4.5733983565012541E-5]
[null,null,null,null,null,null,null,null,null,null,null,null,null,null,null,null,null,null,null,null,null,null,8750,1.7663249935704484E-4,{"$f":"X8763*'Back, Results'!$D$15","v":17.663249935704485},4.5733983565012541E-5]
[null,null,null,null,null,null,null,null,null,null,null,null,null,null,null,null,null,null,null,null,null,null,8751,1.7733249142010382E-4,{"$f":"X8764*'Back, Results'!$D$15","v":17.733249142010383},4.5733983565012541E-5]
[null,null,null,null,null,null,null,null,null,null,null,null,null,null,null,null,null,null,null,null,null,null,8752,1.7733249142010382E-4,{"$f":"X8765*'Back, Results'!$D$15","v":17.733249142010383},4.5733983565012541E-5]
[null,null,null,null,null,null,null,null,null,null,null,null,null,null,null,null,null,null,null,null,null,null,8753,1.7873247554622181E-4,{"$f":"X8766*'Back, Results'!$D$15","v":17.873247554622182},4.5733983565012541E-5]
[null,null,null,null,null,null,null,null,null,null,null,null,null,null,null,null,null,null,null,null,null,null,8754,1.8013245967233983E-4,{"$f":"X8767*'Back, Results'!$D$15","v":18.013245967233981},4.5733983565012541E-5]
[null,null,null,null,null,null,null,null,null,null,null,null,null,null,null,null,null,null,null,null,null,null,8755,1.7943246760928082E-4,{"$f":"X8768*'Back, Results'!$D$15","v":17.943246760928083},4.5733983565012541E-5]
[null,null,null,null,null,null,null,null,null,null,null,null,null,null,null,null,null,null,null,null,null,null,8756,1.8573239617681176E-4,{"$f":"X8769*'Back, Results'!$D$15","v":18.573239617681175},4.5733983565012541E-5]
[null,null,null,null,null,null,null,null,null,null,null,null,null,null,null,null,null,null,null,null,null,null,8757,1.9693226918575575E-4,{"$f":"X8770*'Back, Results'!$D$15","v":19.693226918575576},4.5733983565012541E-5]
[null,null,null,null,null,null,null,null,null,null,null,null,null,null,null,null,null,null,null,null,null,null,8758,2.0533217394246367E-4,{"$f":"X8771*'Back, Results'!$D$15","v":20.533217394246368},4.5733983565012541E-5]
[null,null,null,null,null,null,null,null,null,null,null,null,null,null,null,null,null,null,null,null,null,null,8759,2.0883213425775863E-4,{"$f":"X8772*'Back, Results'!$D$15","v":20.883213425775864},4.5733983565012541E-5]
[null,null,null,null,null,null,null,null,null,null,null,null,null,null,null,null,null,null,null,null,null,null,8760,2.165320469514076E-4,{"$f":"X8773*'Back, Results'!$D$15","v":21.653204695140762},4.5733983565012541E-5]

{"sheet":"Back, Additional Data","index":13,"n_rows":37,"n_cols":89,"rows_kept":37,"cut":false,"hidden":false,"merged":[[8,48,8,49],[10,46,11,46],[8,18,8,22],[10,19,11,19],[10,24,11,24],[10,26,11,26],[10,27,11,27],[10,39,11,39],[10,30,11,30],[10,31,11,31],[10,32,11,32],[10,33,11,33],[10,37,11,37],[10,38,11,38],[10,34,11,34],[10,35,11,35],[10,36,11,36],[8,1,8,4],[10,2,10,3],[8,14,8,16],[10,18,11,18],[8,10,8,12],[8,6,8,8],[8,24,8,45],[9,71,9,75],[8,77,8,88],[21,18,22,18],[20,18,20,22],[10,28,11,28],[10,29,11,29],[9,68,9,70],[9,58,9,60],[9,61,9,63],[10,45,11,45],[10,25,11,25],[10,40,11,40],[10,41,11,41],[10,42,11,42],[10,43,11,43],[10,44,11,44],[9,56,10,56],[9,54,10,54],[9,53,11,53],[9,64,9,67],[9,55,10,55],[3,1,5,8],[16,88,17,88],[18,24,18,46],[31,48,32,49],[9,85,10,85],[9,77,11,77],[15,85,15,88],[22,85,22,88],[28,48,29,49],[9,88,10,88],[9,80,9,82],[8,51,8,75],[9,78,10,78],[9,79,10,79],[9,51,11,52],[9,57,11,57]]}
[]
[]
[]
[null,"This sheet contains all the additional data used to create the tool interface and to generate the results for the systems. "]
[]
[]
[]
[]
[null,"Scenarios",null,null,null,null,"Helper",null,null,null,"Investment Cost",null,null,null,"Efficiency",null,null,null,"Emissions",null,null,null,null,null,"Fixed O&M Cost",null,null,null,null,null,null,null,null,null,null,null,null,null,null,null,null,null,null,null,null,null,null,null,"Numbers for Tool Illustrations",null,null,"Cash Flow",null,null,null,null,null,null,null,null,null,null,null,null,null,null,null,null,null,null,null,null,null,null,null,null,null,"Damage Cost"]
[null,null,null,null,null,null,null,null,null,null,null,null,null,null,null,null,null,null,null,null,null,null,null,null,null,null,null,null,null,null,null,null,null,null,null,null,null,null,null,null,null,null,null,null,null,null,null,null,null,null,null,"Year",null,"Annual Share of Total Demand","Demand","Demand \nw. Solar","Heat Price","Interest Rate","Prod 1",null,null,"Prod 2",null,null,"Total excl. Solar",null,null,null,"Solar & Heat Storage",null,null,"Total incl. Solar",null,null,null,null,null,null,"CO2-quota","CO2-quota (with nettoafgiftsfaktor)","Damage Cost Factors",null,null,null,null,"DKK","Prod 1","Prod 2","Total"]
[null,"Number","Technologies",null,"Helper",null,"Scenario ID","Number","Helper",null,"Prod ID","Name","Investment",null,"Prod ID","Name","Efficiency",null,"Prod ID","Name","CO2","SO2","NOx",null,"Prod ID","Unit",2020,2021,2022,2023,2024,2025,2026,2027,2028,2029,2030,2031,2032,2033,2034,2035,2036,2037,2038,2039,"Total",null,"Annual DH demand:",{"$f":"'Back, Results'!D15","v":100000},null,null,null,null,null,null,null,null,"Loan","Loan Payment","Cost","Loan","Loan Payment","Cost","Investment","Operation","Income","Balance","Loan","Loan Payment","Cost","Investment","Operation","Heat Price","Income","Balance",null,null,null,null,"CO2","SOx","NOx",null,null,null,{"$f":"'Back, Results'!D8","v":{"$error":"#N/A"}},{"$f":"'Back, Results'!D9","v":{"$error":"#N/A"}}]
[null,1,"Heat Pump 1","Straw Boiler",{"$f":"C12&D12","v":"Heat Pump 1Straw Boiler"},null,14,1,{"$f":"E12","v":"Heat Pump 1Straw Boiler"},null,1,"Heat Pump 1",4910400,null,1,"Heat Pump 1",510,null,null,null,"[kg/MWh-fuel]","[g/MWh-fuel]","[g/MWh-fuel]",null,null,null,null,null,null,null,null,null,null,null,null,null,null,null,null,null,null,null,null,null,null,null,null,null,null,null,null,null,null,null,"[MWh]","[MWh]","[DKK/MWh]",null,"[DKK]","[DKK]","[DKK]","[DKK]","[DKK]","[DKK]","[DKK]","[DKK]","[DKK]","[DKK]","[DKK]","[DKK]","[DKK]","[DKK]","[DKK]","[DKK/MWh]","[DKK]","[DKK]",null,null,"[DKK/tonnes]","[DKK/tonnes]","[DKK/kg]","[DKK/kg]","[DKK/kg]",null,null,"Average:",{"$f":"CC33*'Back, Results'!D40+'Back, Additional Data'!CD13*'Back, Results'!D44+'Back, Additional Data'!CE13*'Back, Results'!D48","v":{"$error":"#N/A"}},{"$f":"CC33*'Back, Results'!D41+CD13*'Back, Results'!D45+'Back, Additional Data'!CE13*'Back, Results'!D49","v":{"$error":"#N/A"}},{"$f":"CI12+CJ12","v":{"$error":"#N/A"}}]
[null,2,"Heat Pump 1","Wood Chips Boiler",{"$f":"C13&D13","v":"Heat Pump 1Wood Chips Boiler"},null,15,2,{"$f":"E13","v":"Heat Pump 1Wood Chips Boiler"},null,2,"Heat Pump 2",4910400,null,2,"Heat Pump 2",339,null,1,"Heat Pump 1",144,82,224,null,1,"[DKK per MW-th per year]",14880,{"$f":"AA13","v":14880},{"$f":"AB13","v":14880},14880,14880,14880,14880,14880,14880,14880,14880,14880,14880,14880,14880,14880,14880,14880,14880,14880,{"$f":"SUM(AA13:AT13)","v":297600},null,"Prod 1 capacity:",{"$f":"'Back, Results'!D24","v":16.018837116210729},null,2019,0,null,null,null,null,null,{"$f":"VLOOKUP('Back, Results'!D12,Table_investment_cost,3)*'Back, Results'!D24","v":{"$error":"#N/A"}},{"$f":"PMT($BF$14,$BA$33,-BG13,0)","v":{"$error":"#N/A"}},{"$f":"BH13*$BA$33","v":{"$error":"#N/A"}},{"$f":"VLOOKUP('Back, Results'!D13,Table_investment_cost,3)*'Back, Results'!D25","v":{"$error":"#N/A"}},{"$f":"PMT($BF$14,$BA$33,-BJ13,0)","v":{"$error":"#N/A"}},{"$f":"BK13*$BA$33","v":{"$error":"#N/A"}},{"$f":"-1*(BI13+BL13)","v":{"$error":"#N/A"}},null,0,{"$f":"BM13+BO13","v":{"$error":"#N/A"}},{"$f":"'Back, Solar'!AB26+'Back, Solar'!AB35","v":-1.1037262549535254},{"$f":"BQ13/20","v":-5.5186312747676269E-2},{"$f":"BR13*$BA$33","v":-1.1037262549535254},{"$f":"-1*(BI13+BL13+BS13)","v":{"$error":"#N/A"}},null,null,0,{"$f":"BT13+BW13","v":{"$error":"#N/A"}},null,2020,122.5,{"$f":"CA13*$CB$34","v":162.3125},{"$f":"CB13/1000","v":0.1623125},134,137,{"$f":"AVERAGE(CB13:CB32)","v":257.70587499999999},null,"Min:",{"$f":"CC13*'Back, Results'!D40+'Back, Additional Data'!CD13*'Back, Results'!D44+'Back, Additional Data'!CE13*'Back, Results'!D48","v":{"$error":"#N/A"}},{"$f":"CC13*'Back, Results'!D41+CD13*'Back, Results'!D45+'Back, Additional Data'!CE13*'Back, Results'!D49","v":{"$error":"#N/A"}},{"$f":"CI13+CJ13","v":{"$error":"#N/A"}}]
[null,3,"Heat Pump 1","Waste Boiler","Heat Pump 1Waste Boiler",null,16,3,"Heat Pump 1Waste Boiler",null,3,"Heat Exchanger",55034,null,3,"Heat Exchanger",100,null,2,"Heat Pump 2",144,82,224,null,2,"[DKK per MW-th per year]",14880,{"$f":"AA14","v":14880},{"$f":"AB14","v":14880},14880,14880,14880,14880,14880,14880,14880,14880,14880,14880,14880,14880,14880,14880,14880,14880,14880,297600,null,"Prod 1 el (only HP):",{"$f":"AX13-AX15","v":{"$error":"#N/A"}},null,2020,1,5.140729779098769E-2,{"$f":"BB14*'Back, Results'!$D$34","v":{"$error":"#N/A"}},{"$f":"BB14*'Back, Results'!$D$35","v":{"$error":"#N/A"}},{"$f":"'Back, Results'!D73","v":{"$error":"#N/A"}},0.04,null,null,null,null,null,null,0,{"$f":"-1*'Back, Results'!$D$55/20","v":{"$error":"#N/A"}},{"$f":"BE14*BC14+BN14","v":{"$error":"#N/A"}},{"$f":"BP13+BO14","v":{"$error":"#N/A"}},null,null,null,0,{"$f":"-1*('Back, Results'!$D$56)/20","v":{"$error":"#N/A"}},{"$f":"'Back, Results'!$D$74","v":{"$error":"#N/A"}},{"$f":"BD14*BV14+BU14","v":{"$error":"#N/A"}},{"$f":"BX13+BW14","v":{"$error":"#N/A"}},null,2021,126.6,{"$f":"CA14*$CB$34","v":167.74499999999998},{"$f":"CB14/1000","v":0.16774499999999998},134,137,{"$f":"CF13","v":257.70587499999999},null,"Max:",{"$f":"CC32*'Back, Results'!D40+'Back, Additional Data'!CD13*'Back, Results'!D44+'Back, Additional Data'!CE13*'Back, Results'!D48","v":{"$error":"#N/A"}},{"$f":"CC32*'Back, Results'!D41+CD13*'Back, Results'!D45+'Back, Additional Data'!CE13*'Back, Results'!D49","v":{"$error":"#N/A"}},{"$error":"#N/A"}]
[null,4,"Heat Pump 2","Straw Boiler","Heat Pump 2Straw Boiler",null,24,4,"Heat Pump 2Straw Boiler",null,4,"Straw Boiler",6621600,null,4,"Straw Boiler",91,null,3,"Heat Exchanger",0,0,0,null,3,"[DKK per MW-th per year]",14880,{"$f":"AA15","v":14880},{"$f":"AB15","v":14880},14880,14880,14880,14880,14880,14880,14880,14880,14880,14880,14880,14880,14880,14880,14880,14880,14880,297600,null,"Prod 1 fuel:",{"$f":"IF(_xlfn.NUMBERVALUE(Input!$BB$45)>44,AX13/('Back, Results'!D28/100),IF(AX13-(AX13/('Back, Results'!D28/100))=0,AX13,AX13-(AX13/('Back, Results'!D28/100))))","v":{"$error":"#N/A"}},null,2021,2,5.1342601105027641E-2,{"$f":"BB15*'Back, Results'!$D$34","v":{"$error":"#N/A"}},{"$f":"BB15*'Back, Results'!$D$35","v":{"$error":"#N/A"}},{"$f":"BE14","v":{"$error":"#N/A"}},null,null,null,null,null,null,null,0,{"$f":"-1*'Back, Results'!$D$55/20","v":{"$error":"#N/A"}},{"$error":"#N/A"},{"$error":"#N/A"},null,null,null,0,{"$f":"-1*('Back, Results'!$D$56)/20","v":{"$error":"#N/A"}},{"$f":"'Back, Results'!$D$74","v":{"$error":"#N/A"}},{"$error":"#N/A"},{"$error":"#N/A"},null,2022,131.30000000000001,173.9725,0.1739725,134,137,{"$f":"CF14","v":257.70587499999999}]
[null,5,"Heat Pump 2","Wood Chips Boiler","Heat Pump 2Wood Chips Boiler",null,25,5,"Heat Pump 2Wood Chips Boiler",null,5,"Wood Chips Boiler",5059200,null,5,"Wood Chips Boiler",91,null,4,"Straw Boiler",{"$f":"U24/T24","v":0},{"$f":"V24/T24","v":414},{"$f":"W24/T24","v":259.2},null,4,"[DKK per MW-th per year]",384400,381424,378448,375472,372496,369520,366544,363568,360592,357616,354640,351664,348688,345712,342736,339760,336784,333808,330832,327856,7122560,null,null,null,null,2022,3,5.128174205928298E-2,{"$f":"BB16*'Back, Results'!$D$34","v":{"$error":"#N/A"}},{"$f":"BB16*'Back, Results'!$D$35","v":{"$error":"#N/A"}},{"$f":"BE15","v":{"$error":"#N/A"}},null,null,null,null,null,null,null,0,{"$f":"-1*'Back, Results'!$D$55/20","v":{"$error":"#N/A"}},{"$error":"#N/A"},{"$error":"#N/A"},null,null,null,0,{"$f":"-1*('Back, Results'!$D$56)/20","v":{"$error":"#N/A"}},{"$f":"'Back, Results'!$D$74","v":{"$error":"#N/A"}},{"$error":"#N/A"},{"$error":"#N/A"},null,2023,136.5,180.86249999999998,0.18086249999999998,134,137,257.70587499999999,null,"Per unit heat produced"]
[null,6,"Heat Pump 2","Waste Boiler","Heat Pump 2Waste Boiler",null,26,6,"Heat Pump 2Waste Boiler",null,6,"Waste Boiler",13020000,null,6,"Waste Boiler",95,null,5,"Wood Chips Boiler",{"$f":"U25/T25","v":0},{"$f":"V25/T25","v":39.599999999999994},{"$f":"W25/T25","v":226.79999999999998},null,5,"[DKK per MW-th per year]",240684,239605.2,238526.4,237447.6,236368.8,235290,234211.20000000001,233132.4,232053.6,230974.8,229896,228817.2,227738.4,226659.6,225580.79999999999,224502,223423.2,222344.4,221265.6,220186.8,4608707.9999999991,null,"Prod 2 capacity:",{"$f":"'Back, Results'!D25","v":16.018837116210729},null,2023,4,5.1213207733107551E-2,{"$f":"BB17*'Back, Results'!$D$34","v":{"$error":"#N/A"}},{"$f":"BB17*'Back, Results'!$D$35","v":{"$error":"#N/A"}},{"$error":"#N/A"},null,null,null,null,null,null,null,0,{"$f":"-1*'Back, Results'!$D$55/20","v":{"$error":"#N/A"}},{"$error":"#N/A"},{"$error":"#N/A"},null,null,null,0,{"$f":"-1*('Back, Results'!$D$56)/20","v":{"$error":"#N/A"}},{"$f":"'Back, Results'!$D$74","v":{"$error":"#N/A"}},{"$error":"#N/A"},{"$error":"#N/A"},null,2024,142.30000000000001,188.54750000000001,0.18854750000000001,134,137,257.70587499999999,null,null,"Prod 1","Prod 2","Total"]
[null,7,"Heat Exchanger","Straw Boiler","Heat ExchangerStraw Boiler",null,34,7,"Heat ExchangerStraw Boiler",null,null,null,null,null,null,null,null,null,6,"Waste Boiler",{"$f":"U26/T26","v":133.20000000000002},{"$f":"V26/T26","v":3.6},{"$f":"W26/T26","v":241.20000000000005},null,6,"[DKK per MW-th per year]",588132,583184.4,578236.80000000005,573289.19999999995,568341.6,563394,558446.4,553498.80000000005,548551.19999999995,543603.6,538656,533708.4,528760.80000000005,523813.2,518865.6,513918,508970.4,504022.8,499075.2,494127.6,10822596,null,null,null,null,2024,5,5.1133160486285946E-2,{"$f":"BB18*'Back, Results'!$D$34","v":{"$error":"#N/A"}},{"$f":"BB18*'Back, Results'!$D$35","v":{"$error":"#N/A"}},{"$error":"#N/A"},null,null,null,null,null,null,null,0,{"$f":"-1*'Back, Results'!$D$55/20","v":{"$error":"#N/A"}},{"$error":"#N/A"},{"$error":"#N/A"},null,null,null,0,{"$f":"-1*('Back, Results'!$D$56)/20","v":{"$error":"#N/A"}},{"$f":"'Back, Results'!$D$74","v":{"$error":"#N/A"}},{"$error":"#N/A"},{"$error":"#N/A"},null,2025,148.6,196.89499999999998,0.19689499999999999,134,137,257.70587499999999,null,null,{"$f":"CI11","v":{"$error":"#N/A"}},{"$f":"CJ11","v":{"$error":"#N/A"}}]
[null,8,"Heat Exchanger","Wood Chips Boiler","Heat ExchangerWood Chips Boiler",null,35,8,"Heat ExchangerWood Chips Boiler",null,null,null,null,null,null,null,null,null,null,null,null,null,null,null,"Original System",null,null,null,null,null,null,null,null,null,null,null,null,null,null,null,null,null,null,null,null,null,null,null,"Prod 2 fuel:",{"$f":"AX17/('Back, Results'!D29/100)","v":{"$error":"#N/A"}},null,2025,6,5.1053113239464327E-2,{"$f":"BB19*'Back, Results'!$D$34","v":{"$error":"#N/A"}},{"$f":"BB19*'Back, Results'!$D$35","v":{"$error":"#N/A"}},{"$error":"#N/A"},null,null,null,null,null,null,null,0,{"$f":"-1*'Back, Results'!$D$55/20","v":{"$error":"#N/A"}},{"$error":"#N/A"},{"$error":"#N/A"},null,null,null,0,{"$f":"-1*('Back, Results'!$D$56)/20","v":{"$error":"#N/A"}},{"$f":"'Back, Results'!$D$74","v":{"$error":"#N/A"}},{"$error":"#N/A"},{"$error":"#N/A"},null,2026,155.5,206.03749999999999,0.20603749999999998,134,137,257.70587499999999,null,"Average:",{"$f":"CI12/'Back, Results'!$D$31","v":{"$error":"#N/A"}},{"$f":"CJ12/'Back, Results'!$D$32","v":{"$error":"#N/A"}},{"$f":"CK12/'Back, Results'!$D$34","v":{"$error":"#N/A"}}]
[null,9,"Heat Exchanger","Waste Boiler","Heat ExchangerWaste Boiler",null,36,9,"Heat ExchangerWaste Boiler",null,null,null,null,null,null,null,null,null,null,null,null,null,null,null,"Prod 1","[DKK]",{"$f":"('Back, Results'!$D$24-1)*VLOOKUP('Back, Results'!$D$12,'Back, Additional Data'!$Y$13:$AT$18,3,FALSE)","v":{"$error":"#N/A"}},{"$f":"('Back, Results'!$D$24-1)*VLOOKUP('Back, Results'!$D$12,'Back, Additional Data'!$Y$13:$AT$18,3,FALSE)","v":{"$error":"#N/A"}},{"$f":"('Back, Results'!$D$24-1)*VLOOKUP('Back, Results'!$D$12,'Back, Additional Data'!$Y$13:$AT$18,3,FALSE)","v":{"$error":"#N/A"}},{"$f":"('Back, Results'!$D$24-1)*VLOOKUP('Back, Results'!$D$12,'Back, Additional Data'!$Y$13:$AT$18,3,FALSE)","v":{"$error":"#N/A"}},{"$f":"('Back, Results'!$D$24-1)*VLOOKUP('Back, Results'!$D$12,'Back, Additional Data'!$Y$13:$AT$18,3,FALSE)","v":{"$error":"#N/A"}},{"$f":"('Back, Results'!$D$24-1)*VLOOKUP('Back, Results'!$D$12,'Back, Additional Data'!$Y$13:$AT$18,3,FALSE)","v":{"$error":"#N/A"}},{"$f":"('Back, Results'!$D$24-1)*VLOOKUP('Back, Results'!$D$12,'Back, Additional Data'!$Y$13:$AT$18,3,FALSE)","v":{"$error":"#N/A"}},{"$f":"('Back, Results'!$D$24-1)*VLOOKUP('Back, Results'!$D$12,'Back, Additional Data'!$Y$13:$AT$18,3,FALSE)","v":{"$error":"#N/A"}},{"$f":"('Back, Results'!$D$24-1)*VLOOKUP('Back, Results'!$D$12,'Back, Additional Data'!$Y$13:$AT$18,3,FALSE)","v":{"$error":"#N/A"}},{"$f":"('Back, Results'!$D$24-1)*VLOOKUP('Back, Results'!$D$12,'Back, Additional Data'!$Y$13:$AT$18,3,FALSE)","v":{"$error":"#N/A"}},{"$f":"('Back, Results'!$D$24-1)*VLOOKUP('Back, Results'!$D$12,'Back, Additional Data'!$Y$13:$AT$18,3,FALSE)","v":{"$error":"#N/A"}},{"$f":"('Back, Results'!$D$24-1)*VLOOKUP('Back, Results'!$D$12,'Back, Additional Data'!$Y$13:$AT$18,3,FALSE)","v":{"$error":"#N/A"}},{"$f":"('Back, Results'!$D$24-1)*VLOOKUP('Back, Results'!$D$12,'Back, Additional Data'!$Y$13:$AT$18,3,FALSE)","v":{"$error":"#N/A"}},{"$f":"('Back, Results'!$D$24-1)*VLOOKUP('Back, Results'!$D$12,'Back, Additional Data'!$Y$13:$AT$18,3,FALSE)","v":{"$error":"#N/A"}},{"$f":"('Back, Results'!$D$24-1)*VLOOKUP('Back, Results'!$D$12,'Back, Additional Data'!$Y$13:$AT$18,3,FALSE)","v":{"$error":"#N/A"}},{"$f":"('Back, Results'!$D$24-1)*VLOOKUP('Back, Results'!$D$12,'Back, Additional Data'!$Y$13:$AT$18,3,FALSE)","v":{"$error":"#N/A"}},{"$f":"('Back, Results'!$D$24-1)*VLOOKUP('Back, Results'!$D$12,'Back, Additional Data'!$Y$13:$AT$18,3,FALSE)","v":{"$error":"#N/A"}},{"$f":"('Back, Results'!$D$24-1)*VLOOKUP('Back, Results'!$D$12,'Back, Additional Data'!$Y$13:$AT$18,3,FALSE)","v":{"$error":"#N/A"}},{"$f":"('Back, Results'!$D$24-1)*VLOOKUP('Back, Results'!$D$12,'Back, Additional Data'!$Y$13:$AT$18,3,FALSE)","v":{"$error":"#N/A"}},{"$f":"('Back, Results'!$D$24-1)*VLOOKUP('Back, Results'!$D$12,'Back, Additional Data'!$Y$13:$AT$18,3,FALSE)","v":{"$error":"#N/A"}},{"$f":"SUM(AA20:AT20)","v":{"$error":"#N/A"}},null,null,null,null,2026,7,5.0903173444975025E-2,{"$f":"BB20*'Back, Results'!$D$34","v":{"$error":"#N/A"}},{"$f":"BB20*'Back, Results'!$D$35","v":{"$error":"#N/A"}},{"$error":"#N/A"},null,null,null,null,null,null,null,0,{"$f":"-1*'Back, Results'!$D$55/20","v":{"$error":"#N/A"}},{"$error":"#N/A"},{"$error":"#N/A"},null,null,null,0,{"$f":"-1*('Back, Results'!$D$56)/20","v":{"$error":"#N/A"}},{"$f":"'Back, Results'!$D$74","v":{"$error":"#N/A"}},{"$error":"#N/A"},{"$error":"#N/A"},null,2027,163,215.97499999999999,0.215975,134,137,257.70587499999999,null,"Min:",{"$f":"CI13/'Back, Results'!$D$31","v":{"$error":"#N/A"}},{"$f":"CJ13/'Back, Results'!$D$32","v":{"$error":"#N/A"}},{"$f":"CK13/'Back, Results'!$D$34","v":{"$error":"#N/A"}}]
[null,10,"Straw Boiler","Wood Chips Boiler","Straw BoilerWood Chips Boiler",null,45,10,"Straw BoilerWood Chips Boiler",null,null,null,null,null,null,null,null,null,"Emission Converter",null,null,null,null,null,"Prod 2","[DKK]",{"$f":"('Back, Results'!$D$25-1)*VLOOKUP('Back, Results'!$D$13,'Back, Additional Data'!$Y$13:$AT$18,3,FALSE)","v":{"$error":"#N/A"}},{"$f":"('Back, Results'!$D$25-1)*VLOOKUP('Back, Results'!$D$13,'Back, Additional Data'!$Y$13:$AT$18,4,FALSE)","v":{"$error":"#N/A"}},{"$f":"('Back, Results'!$D$25-1)*VLOOKUP('Back, Results'!$D$13,'Back, Additional Data'!$Y$13:$AT$18,5,FALSE)","v":{"$error":"#N/A"}},{"$f":"('Back, Results'!$D$25-1)*VLOOKUP('Back, Results'!$D$13,'Back, Additional Data'!$Y$13:$AT$18,6,FALSE)","v":{"$error":"#N/A"}},{"$f":"('Back, Results'!$D$25-1)*VLOOKUP('Back, Results'!$D$13,'Back, Additional Data'!$Y$13:$AT$18,7,FALSE)","v":{"$error":"#N/A"}},{"$f":"('Back, Results'!$D$25-1)*VLOOKUP('Back, Results'!$D$13,'Back, Additional Data'!$Y$13:$AT$18,8,FALSE)","v":{"$error":"#N/A"}},{"$f":"('Back, Results'!$D$25-1)*VLOOKUP('Back, Results'!$D$13,'Back, Additional Data'!$Y$13:$AT$18,9,FALSE)","v":{"$error":"#N/A"}},{"$f":"('Back, Results'!$D$25-1)*VLOOKUP('Back, Results'!$D$13,'Back, Additional Data'!$Y$13:$AT$18,10,FALSE)","v":{"$error":"#N/A"}},{"$f":"('Back, Results'!$D$25-1)*VLOOKUP('Back, Results'!$D$13,'Back, Additional Data'!$Y$13:$AT$18,11,FALSE)","v":{"$error":"#N/A"}},{"$f":"('Back, Results'!$D$25-1)*VLOOKUP('Back, Results'!$D$13,'Back, Additional Data'!$Y$13:$AT$18,12,FALSE)","v":{"$error":"#N/A"}},{"$f":"('Back, Results'!$D$25-1)*VLOOKUP('Back, Results'!$D$13,'Back, Additional Data'!$Y$13:$AT$18,13,FALSE)","v":{"$error":"#N/A"}},{"$f":"('Back, Results'!$D$25-1)*VLOOKUP('Back, Results'!$D$13,'Back, Additional Data'!$Y$13:$AT$18,14,FALSE)","v":{"$error":"#N/A"}},{"$f":"('Back, Results'!$D$25-1)*VLOOKUP('Back, Results'!$D$13,'Back, Additional Data'!$Y$13:$AT$18,15,FALSE)","v":{"$error":"#N/A"}},{"$f":"('Back, Results'!$D$25-1)*VLOOKUP('Back, Results'!$D$13,'Back, Additional Data'!$Y$13:$AT$18,16,FALSE)","v":{"$error":"#N/A"}},{"$f":"('Back, Results'!$D$25-1)*VLOOKUP('Back, Results'!$D$13,'Back, Additional Data'!$Y$13:$AT$18,17,FALSE)","v":{"$error":"#N/A"}},{"$f":"('Back, Results'!$D$25-1)*VLOOKUP('Back, Results'!$D$13,'Back, Additional Data'!$Y$13:$AT$18,18,FALSE)","v":{"$error":"#N/A"}},{"$f":"('Back, Results'!$D$25-1)*VLOOKUP('Back, Results'!$D$13,'Back, Additional Data'!$Y$13:$AT$18,19,FALSE)","v":{"$error":"#N/A"}},{"$f":"('Back, Results'!$D$25-1)*VLOOKUP('Back, Results'!$D$13,'Back, Additional Data'!$Y$13:$AT$18,20,FALSE)","v":{"$error":"#N/A"}},{"$f":"('Back, Results'!$D$25-1)*VLOOKUP('Back, Results'!$D$13,'Back, Additional Data'!$Y$13:$AT$18,21,FALSE)","v":{"$error":"#N/A"}},{"$f":"('Back, Results'!$D$25-1)*VLOOKUP('Back, Results'!$D$13,'Back, Additional Data'!$Y$13:$AT$18,22,FALSE)","v":{"$error":"#N/A"}},{"$f":"SUM(AA21:AT21)","v":{"$error":"#N/A"}},null,"Solar system demand:",{"$f":"'Back, Results'!E16","v":0},null,2027,8,5.0745558370054879E-2,{"$f":"BB21*'Back, Results'!$D$34","v":{"$error":"#N/A"}},{"$f":"BB21*'Back, Results'!$D$35","v":{"$error":"#N/A"}},{"$error":"#N/A"},null,null,null,null,null,null,null,0,{"$f":"-1*'Back, Results'!$D$55/20","v":{"$error":"#N/A"}},{"$error":"#N/A"},{"$error":"#N/A"},null,null,null,0,{"$f":"-1*('Back, Results'!$D$56)/20","v":{"$error":"#N/A"}},{"$f":"'Back, Results'!$D$74","v":{"$error":"#N/A"}},{"$error":"#N/A"},{"$error":"#N/A"},null,2028,171.1,226.70749999999998,0.22670749999999998,134,137,257.70587499999999,null,"Max:",{"$f":"CI14/'Back, Results'!$D$31","v":{"$error":"#N/A"}},{"$f":"CJ14/'Back, Results'!$D$32","v":{"$error":"#N/A"}},{"$f":"CK14/'Back, Results'!$D$34","v":{"$error":"#N/A"}}]
[null,11,"Straw Boiler","Waste Boiler","Straw BoilerWaste Boiler",null,46,11,"Straw BoilerWaste Boiler",null,null,null,null,null,null,null,null,null,"Prod ID","Heat Value","CO2","SO2","NOx",null,null,null,null,null,null,null,null,null,null,null,null,null,null,null,null,null,null,null,null,null,null,null,null,null,null,null,null,2028,9,5.0587943295134746E-2,{"$f":"BB22*'Back, Results'!$D$34","v":{"$error":"#N/A"}},{"$f":"BB22*'Back, Results'!$D$35","v":{"$error":"#N/A"}},{"$error":"#N/A"},null,null,null,null,null,null,null,0,{"$f":"-1*'Back, Results'!$D$55/20","v":{"$error":"#N/A"}},{"$error":"#N/A"},{"$error":"#N/A"},null,null,null,0,{"$f":"-1*('Back, Results'!$D$56)/20","v":{"$error":"#N/A"}},{"$f":"'Back, Results'!$D$74","v":{"$error":"#N/A"}},{"$error":"#N/A"},{"$error":"#N/A"},null,2029,179.9,238.36750000000001,0.23836750000000001,134,137,257.70587499999999]
[null,12,"Wood Chips Boiler","Waste Boiler","Wood Chips BoilerWaste Boiler",null,56,12,"Wood Chips BoilerWaste Boiler",null,null,null,null,null,null,null,null,null,null,"[MWh/tonnes]","[kg/tonnes]","[g/tonnes]","[g/tonnes]",null,null,null,null,null,null,null,null,null,null,null,null,null,null,null,null,null,null,null,null,null,null,null,null,null,"Prod 1 efficiency:",{"$f":"'Back, Results'!D28","v":{"$error":"#N/A"}},null,2029,10,5.0422652939783895E-2,{"$f":"BB23*'Back, Results'!$D$34","v":{"$error":"#N/A"}},{"$f":"BB23*'Back, Results'!$D$35","v":{"$error":"#N/A"}},{"$error":"#N/A"},null,null,null,null,null,null,null,0,{"$f":"-1*'Back, Results'!$D$55/20","v":{"$error":"#N/A"}},{"$error":"#N/A"},{"$error":"#N/A"},null,null,null,0,{"$f":"-1*('Back, Results'!$D$56)/20","v":{"$error":"#N/A"}},{"$f":"'Back, Results'!$D$74","v":{"$error":"#N/A"}},{"$error":"#N/A"},{"$error":"#N/A"},null,2030,189.4,250.95500000000001,0.25095500000000004,134,137,257.70587499999999,null,"Figure"]
[null,null,null,null,null,null,null,null,null,null,null,null,null,null,null,null,null,null,4,{"$f":"14.5/3.6","v":4.0277777777777777},0,1667.5,1044,null,null,null,null,null,null,null,null,null,null,null,null,null,null,null,null,null,null,null,null,null,null,null,null,null,null,null,null,2030,11,5.0265037864863742E-2,{"$f":"BB24*'Back, Results'!$D$34","v":{"$error":"#N/A"}},{"$f":"BB24*'Back, Results'!$D$35","v":{"$error":"#N/A"}},{"$error":"#N/A"},null,null,null,null,null,null,null,0,{"$f":"-1*'Back, Results'!$D$55/20","v":{"$error":"#N/A"}},{"$error":"#N/A"},{"$error":"#N/A"},null,null,null,0,{"$f":"-1*('Back, Results'!$D$56)/20","v":{"$error":"#N/A"}},{"$f":"'Back, Results'!$D$74","v":{"$error":"#N/A"}},{"$error":"#N/A"},{"$error":"#N/A"},null,2031,199.4,264.20499999999998,0.26420499999999997,134,137,257.70587499999999,null,"Plot:",{"$f":"CI19","v":{"$error":"#N/A"}},{"$f":"CJ19","v":{"$error":"#N/A"}},{"$error":"#N/A"}]
[null,null,null,null,null,null,null,null,null,null,null,null,null,null,null,null,null,null,5,{"$f":"9.3/3.6","v":2.5833333333333335},0,102.3,585.9,null,null,null,null,null,null,null,null,null,null,null,null,null,null,null,null,null,null,null,null,null,null,null,null,null,"Prod 2 efficiency:",{"$f":"'Back, Results'!D29","v":{"$error":"#N/A"}},null,2031,12,4.9937651948370541E-2,{"$f":"BB25*'Back, Results'!$D$34","v":{"$error":"#N/A"}},{"$f":"BB25*'Back, Results'!$D$35","v":{"$error":"#N/A"}},{"$error":"#N/A"},null,null,null,null,null,null,null,0,{"$f":"-1*'Back, Results'!$D$55/20","v":{"$error":"#N/A"}},{"$error":"#N/A"},{"$error":"#N/A"},null,null,null,0,{"$f":"-1*('Back, Results'!$D$56)/20","v":{"$error":"#N/A"}},{"$f":"'Back, Results'!$D$74","v":{"$error":"#N/A"}},{"$error":"#N/A"},{"$error":"#N/A"},null,2032,209.9,278.11750000000001,0.27811750000000002,134,137,257.70587499999999,null,"Min:",{"$f":"CI21-CI19","v":{"$error":"#N/A"}},{"$f":"CJ21-CJ19","v":{"$error":"#N/A"}},{"$error":"#N/A"}]
[null,null,null,null,null,null,null,null,null,null,null,null,null,null,null,null,null,null,6,{"$f":"10.6/3.6","v":2.9444444444444442},392.2,10.6,710.2,null,null,null,null,null,null,null,null,null,null,null,null,null,null,null,null,null,null,null,null,null,null,null,null,null,null,null,null,2032,13,4.9610266031877334E-2,{"$f":"BB26*'Back, Results'!$D$34","v":{"$error":"#N/A"}},{"$f":"BB26*'Back, Results'!$D$35","v":{"$error":"#N/A"}},{"$error":"#N/A"},null,null,null,null,null,null,null,0,{"$f":"-1*'Back, Results'!$D$55/20","v":{"$error":"#N/A"}},{"$error":"#N/A"},{"$error":"#N/A"},null,null,null,0,{"$f":"-1*('Back, Results'!$D$56)/20","v":{"$error":"#N/A"}},{"$f":"'Back, Results'!$D$74","v":{"$error":"#N/A"}},{"$error":"#N/A"},{"$error":"#N/A"},null,2033,221,292.82499999999999,0.292825,134,137,257.70587499999999,null,"Max:",{"$f":"CI19-CI20","v":{"$error":"#N/A"}},{"$f":"CJ19-CJ20","v":{"$error":"#N/A"}},{"$error":"#N/A"}]
[null,null,null,null,null,null,null,null,null,null,null,null,null,null,null,null,null,null,null,null,null,null,null,null,null,null,null,null,null,null,null,null,null,null,null,null,null,null,null,null,null,null,null,null,null,null,null,null,null,null,null,2033,14,4.9282880115384071E-2,{"$f":"BB27*'Back, Results'!$D$34","v":{"$error":"#N/A"}},{"$f":"BB27*'Back, Results'!$D$35","v":{"$error":"#N/A"}},{"$error":"#N/A"},null,null,null,null,null,null,null,0,{"$f":"-1*'Back, Results'!$D$55/20","v":{"$error":"#N/A"}},{"$error":"#N/A"},{"$error":"#N/A"},null,null,null,0,{"$f":"-1*('Back, Results'!$D$56)/20","v":{"$error":"#N/A"}},{"$f":"'Back, Results'!$D$74","v":{"$error":"#N/A"}},{"$error":"#N/A"},{"$error":"#N/A"},null,2034,232.6,308.19499999999999,0.308195,134,137,257.70587499999999]
[null,null,null,null,null,null,null,null,null,null,null,null,null,null,null,null,null,null,null,null,null,null,null,null,null,null,null,null,null,null,null,null,null,null,null,null,null,null,null,null,null,null,null,null,null,null,null,null,null,null,null,2034,15,4.8955494198890892E-2,{"$f":"BB28*'Back, Results'!$D$34","v":{"$error":"#N/A"}},{"$f":"BB28*'Back, Results'!$D$35","v":{"$error":"#N/A"}},{"$error":"#N/A"},null,null,null,null,null,null,null,0,{"$f":"-1*'Back, Results'!$D$55/20","v":{"$error":"#N/A"}},{"$error":"#N/A"},{"$error":"#N/A"},null,null,null,0,{"$f":"-1*('Back, Results'!$D$56)/20","v":{"$error":"#N/A"}},{"$f":"'Back, Results'!$D$74","v":{"$error":"#N/A"}},{"$error":"#N/A"},{"$error":"#N/A"},null,2035,244.9,324.49250000000001,0.32449250000000002,134,137,257.70587499999999]
[null,null,null,null,null,null,null,null,null,null,null,null,null,null,null,null,null,null,null,null,null,null,null,null,null,null,null,null,null,null,null,null,null,null,null,null,null,null,null,null,null,null,null,null,null,null,null,null,{"$f":"'Back, Results'!D8","v":{"$error":"#N/A"}},null,null,2035,16,4.8628108282397685E-2,{"$f":"BB29*'Back, Results'!$D$34","v":{"$error":"#N/A"}},{"$f":"BB29*'Back, Results'!$D$35","v":{"$error":"#N/A"}},{"$error":"#N/A"},null,null,null,null,null,null,null,0,{"$f":"-1*'Back, Results'!$D$55/20","v":{"$error":"#N/A"}},{"$error":"#N/A"},{"$error":"#N/A"},null,null,null,0,{"$f":"-1*('Back, Results'!$D$56)/20","v":{"$error":"#N/A"}},{"$f":"'Back, Results'!$D$74","v":{"$error":"#N/A"}},{"$error":"#N/A"},{"$error":"#N/A"},null,2036,257.8,341.58499999999998,0.34158499999999997,134,137,257.70587499999999]
[null,null,null,null,null,null,null,null,null,null,null,null,null,null,null,null,null,null,null,null,null,null,null,null,null,null,null,null,null,null,null,null,null,null,null,null,null,null,null,null,null,null,null,null,null,null,null,null,null,null,null,2036,17,4.8499876078849723E-2,{"$f":"BB30*'Back, Results'!$D$34","v":{"$error":"#N/A"}},{"$f":"BB30*'Back, Results'!$D$35","v":{"$error":"#N/A"}},{"$error":"#N/A"},null,null,null,null,null,null,null,0,{"$f":"-1*'Back, Results'!$D$55/20","v":{"$error":"#N/A"}},{"$error":"#N/A"},{"$error":"#N/A"},null,null,null,0,{"$f":"-1*('Back, Results'!$D$56)/20","v":{"$error":"#N/A"}},{"$f":"'Back, Results'!$D$74","v":{"$error":"#N/A"}},{"$error":"#N/A"},{"$error":"#N/A"},null,2037,271.3,359.47250000000003,0.35947250000000003,134,137,257.70587499999999]
[null,null,null,null,null,null,null,null,null,null,null,null,null,null,null,null,null,null,null,null,null,null,null,null,null,null,null,null,null,null,null,null,null,null,null,null,null,null,null,null,null,null,null,null,null,null,null,null,null,null,null,2037,18,4.8371643875301767E-2,{"$f":"BB31*'Back, Results'!$D$34","v":{"$error":"#N/A"}},{"$f":"BB31*'Back, Results'!$D$35","v":{"$error":"#N/A"}},{"$error":"#N/A"},null,null,null,null,null,null,null,0,{"$f":"-1*'Back, Results'!$D$55/20","v":{"$error":"#N/A"}},{"$error":"#N/A"},{"$error":"#N/A"},null,null,null,0,{"$f":"-1*('Back, Results'!$D$56)/20","v":{"$error":"#N/A"}},{"$f":"'Back, Results'!$D$74","v":{"$error":"#N/A"}},{"$error":"#N/A"},{"$error":"#N/A"},null,2038,285.60000000000002,378.42,0.37842000000000003,134,137,257.70587499999999]
[null,null,null,null,null,null,null,null,null,null,null,null,null,null,null,null,null,null,null,null,null,null,null,null,null,null,null,null,null,null,null,null,null,null,null,null,null,null,null,null,null,null,null,null,null,null,null,null,{"$f":"'Back, Results'!D9","v":{"$error":"#N/A"}},null,null,2038,19,4.8243411671753771E-2,{"$f":"BB32*'Back, Results'!$D$34","v":{"$error":"#N/A"}},{"$f":"BB32*'Back, Results'!$D$35","v":{"$error":"#N/A"}},{"$error":"#N/A"},null,null,null,null,null,null,null,0,{"$f":"-1*'Back, Results'!$D$55/20","v":{"$error":"#N/A"}},{"$error":"#N/A"},{"$error":"#N/A"},null,null,null,0,{"$f":"-1*('Back, Results'!$D$56)/20","v":{"$error":"#N/A"}},{"$f":"'Back, Results'!$D$74","v":{"$error":"#N/A"}},{"$error":"#N/A"},{"$error":"#N/A"},null,2039,300.7,398.42749999999995,0.39842749999999993,134,137,257.70587499999999]
[null,null,null,null,null,null,null,null,null,null,null,null,null,null,null,null,null,null,null,null,null,null,null,null,null,null,null,null,null,null,null,null,null,null,null,null,null,null,null,null,null,null,null,null,null,null,null,null,null,null,null,2039,20,4.8115179468205801E-2,{"$f":"BB33*'Back, Results'!$D$34","v":{"$error":"#N/A"}},{"$f":"BB33*'Back, Results'!$D$35","v":{"$error":"#N/A"}},{"$error":"#N/A"},null,null,null,null,null,null,null,0,{"$f":"-1*'Back, Results'!$D$55/20","v":{"$error":"#N/A"}},{"$error":"#N/A"},{"$error":"#N/A"},null,null,null,0,{"$f":"-1*('Back, Results'!$D$56)/20","v":{"$error":"#N/A"}},{"$f":"'Back, Results'!$D$74","v":{"$error":"#N/A"}},{"$error":"#N/A"},{"$error":"#N/A"},null,null,null,null,{"$f":"AVERAGE(CC13:CC32)","v":0.25770587499999997}]
[null,null,null,null,null,null,null,null,null,null,null,null,null,null,null,null,null,null,null,null,null,null,null,null,null,null,null,null,null,null,null,null,null,null,null,null,null,null,null,null,null,null,null,null,null,null,null,null,null,null,null,null,null,null,null,null,null,null,null,null,null,null,null,null,null,null,null,null,null,null,null,null,null,null,null,null,null,null,"Nettoafgiftsfaktor:",1.325]
[]
[null,null,null,null,null,null,null,null,null,null,null,null,null,null,null,null,null,null,null,null,null,null,null,null,null,null,null,null,null,null,null,null,null,null,null,null,null,null,null,null,null,null,null,null,null,null,null,null,null,null,null,null,null,null,null,null,null,null,null,null,null,null,null,null,null,null,null,null,null,null,null,null,null,null,null,null,null,"CO2: The Danish Energy Agency. Samfundsøkonomiske Beregningsforudsætninger for Energipriser og Emissioner. 2018. (page 28)."]
[null,null,null,null,null,null,null,null,null,null,null,null,null,null,null,null,null,null,null,null,null,null,null,null,null,null,null,null,null,null,null,null,null,null,null,null,null,null,null,null,null,null,null,null,null,null,null,null,null,null,null,null,null,null,null,null,null,null,null,null,null,null,null,null,null,null,null,null,null,null,null,null,null,null,null,null,null,"SO2 og NOx: Nationalt Center for Miljø & Energi. Miljøøkonomiske beregningspriser for emissioner 3.0. 2019. (page 9)."]

{"sheet":"Print Report","index":14,"n_rows":323,"n_cols":18,"rows_kept":323,"cut":false,"hidden":false,"merged":[[230,3,230,4],[275,9,275,10],[185,3,185,4],[230,9,230,10],[226,1,227,4],[271,7,272,10],[229,3,229,4],[274,9,274,10],[185,9,185,10],[229,9,229,10],[226,7,227,10],[275,3,275,4],[181,7,182,10],[184,9,184,10],[139,3,139,4],[139,9,139,10],[181,1,182,4],[184,3,184,4],[136,1,137,4],[136,7,137,10],[94,3,94,4],[94,9,94,10],[140,3,140,4],[140,9,140,10],[91,1,92,4],[91,7,92,10],[95,3,95,4],[95,9,95,10],[49,3,49,4],[66,1,66,4],[62,1,62,4],[58,1,58,4],[54,1,54,4],[69,7,69,10],[54,7,54,10],[59,7,59,10],[64,7,64,10],[49,9,49,10],[48,3,48,4],[14,7,14,10],[18,7,18,10],[21,7,21,10],[26,7,26,10],[33,7,33,10],[45,1,46,4],[14,1,14,4],[18,1,18,4],[21,1,21,4],[25,1,25,4],[40,1,40,4],[36,1,36,4],[32,1,32,4],[8,13,8,14],[37,7,37,10],[41,7,41,10],[48,9,48,10],[45,7,46,10],[0,7,1,10],[3,9,3,10],[4,9,4,10],[0,1,1,4],[4,3,4,4],[3,3,3,4],[320,9,320,10],[274,3,274,4],[319,9,319,10],[271,1,272,4],[316,7,317,10]]}
[null,"Results Report",null,null,null,null,null,"Results Report"]
[]
[]
[null,null,null,{"$f":"TODAY()","v":"2019-06-02"},null,null,null,null,null,{"$f":"TODAY()","v":"2019-06-02"}]
[null,null,null,"Page 1/7",null,null,null,null,null,"Page 1/8"]
[null,"System properties",null,null,null,null,null,"System properties"]
[null,"Annual DH demand:",{"$f":"'Back, Results'!D15","v":100000},null,null,null,null,"Annual DH demand:",{"$f":"'Back, Results'!D15","v":100000},null,null,null,null,null,{"$f":"Input!BB75","v":0}]
[null,"Peak demand:",{"$f":"'Back, Results'!D17","v":32.037674232421459},null,null,null,null,"Peak demand:",{"$f":"'Back, Results'!D17","v":32.037674232421459}]
[null,"Production technology 1:",{"$f":"'Back, Results'!D8","v":{"$error":"#N/A"}},null,null,null,null,"Production technology 1:",{"$f":"'Back, Results'!D8","v":{"$error":"#N/A"}},null,null,null,null,"Offset"]
[null,"Production technology 2:",{"$f":"'Back, Results'!D9","v":{"$error":"#N/A"}},null,null,null,null,"Production technology 2:",{"$f":"'Back, Results'!D9","v":{"$error":"#N/A"}},null,null,null,null,null,"Rows","Columns","Hight","Width"]
[null,null,null,null,null,null,null,null,null,null,null,null,null,null,0,{"$f":"IF(O7=0,0,6)","v":0},{"$f":"IF(O7=0,316,360)","v":316},6]
[null,"Technical results",null,null,null,null,null,"Technical results"]
[]
[null,null,"Unit","Original system","Optimised system",null,null,null,"Unit","Original system","Optimised system"]
[null,"Capacity",null,null,null,null,null,"Capacity"]
[null,{"$f":"C9","v":{"$error":"#N/A"}},"[MW]",{"$f":"'Back, Results'!D24","v":16.018837116210729},{"$f":"'Back, Results'!E24","v":{"$error":"#N/A"}},null,null,{"$f":"C9","v":{"$error":"#N/A"}},"[MW]",{"$f":"'Back, Results'!D24","v":16.018837116210729},{"$f":"'Back, Results'!E24","v":{"$error":"#N/A"}}]
[null,{"$f":"C10","v":{"$error":"#N/A"}},"[MW]",{"$f":"'Back, Results'!D25","v":16.018837116210729},{"$f":"'Back, Results'!E25","v":{"$error":"#N/A"}},null,null,{"$f":"C10","v":{"$error":"#N/A"}},"[MW]",{"$f":"'Back, Results'!D25","v":16.018837116210729},{"$f":"'Back, Results'!E25","v":{"$error":"#N/A"}}]
[null,"Total","[MW]",{"$f":"D16+D17","v":32.037674232421459},{"$f":"E16+E17","v":{"$error":"#N/A"}},null,null,"Total","[MW]",{"$f":"J16+J17","v":32.037674232421459},{"$f":"K16+K17","v":{"$error":"#N/A"}}]
[null,"Efficiency",null,null,null,null,null,"Efficiency"]
[null,{"$f":"B16","v":{"$error":"#N/A"}},"[%]",{"$f":"'Back, Results'!D28","v":{"$error":"#N/A"}},{"$f":"'Back, Results'!E28","v":{"$error":"#N/A"}},null,null,{"$f":"H16","v":{"$error":"#N/A"}},"[%]",{"$f":"'Back, Results'!D28","v":{"$error":"#N/A"}},{"$f":"'Back, Results'!E28","v":{"$error":"#N/A"}}]
[null,{"$f":"B17","v":{"$error":"#N/A"}},"[%]",{"$f":"'Back, Results'!D29","v":{"$error":"#N/A"}},{"$f":"'Back, Results'!E29","v":{"$error":"#N/A"}},null,null,{"$f":"H17","v":{"$error":"#N/A"}},"[%]",{"$f":"'Back, Results'!D29","v":{"$error":"#N/A"}},{"$f":"'Back, Results'!E29","v":{"$error":"#N/A"}}]
[null,"Heat production",null,null,null,null,null,"Heat production"]
[null,{"$f":"B20","v":{"$error":"#N/A"}},"[MWh]",{"$f":"'Back, Results'!D31","v":{"$error":"#N/A"}},{"$f":"'Back, Results'!E31","v":{"$error":"#N/A"}},null,null,{"$f":"H20","v":{"$error":"#N/A"}},"[MWh]",{"$f":"'Back, Results'!D31","v":{"$error":"#N/A"}},{"$f":"'Back, Results'!E31","v":{"$error":"#N/A"}}]
[null,{"$f":"B21","v":{"$error":"#N/A"}},"[MWh]",{"$f":"'Back, Results'!D32","v":{"$error":"#N/A"}},{"$f":"'Back, Results'!E32","v":{"$error":"#N/A"}},null,null,{"$f":"H21","v":{"$error":"#N/A"}},"[MWh]",{"$f":"'Back, Results'!D32","v":{"$error":"#N/A"}},{"$f":"'Back, Results'!E32","v":{"$error":"#N/A"}}]
[null,"Total","[MWh]",{"$f":"D23+D24","v":{"$error":"#N/A"}},{"$f":"E23+E24","v":{"$error":"#N/A"}},null,null,"Solar heat panels & heat storage","[MWh]",{"$f":"'Back, Results'!D33","v":0},{"$f":"'Back, Results'!E33","v":0}]
[null,"Fuel consumption",null,null,null,null,null,"Total","[MWh]",{"$f":"J23+J24+J25","v":{"$error":"#N/A"}},{"$f":"K23+K24+K25","v":{"$error":"#N/A"}}]
[null,{"$f":"B23","v":{"$error":"#N/A"}},"[MWh]",{"$f":"'Back, Results'!D37","v":{"$error":"#N/A"}},{"$f":"'Back, Results'!E37","v":{"$error":"#N/A"}},null,null,"Fuel consumption"]
[null,{"$f":"B24","v":{"$error":"#N/A"}},"[MWh]",{"$f":"'Back, Results'!D38","v":{"$error":"#N/A"}},{"$f":"'Back, Results'!E38","v":{"$error":"#N/A"}},null,null,{"$f":"H23","v":{"$error":"#N/A"}},"[MWh]",{"$f":"'Back, Results'!D37","v":{"$error":"#N/A"}},{"$f":"'Back, Results'!E37","v":{"$error":"#N/A"}}]
[null,null,null,null,null,null,null,{"$f":"H24","v":{"$error":"#N/A"}},"[MWh]",{"$f":"'Back, Results'!D38","v":{"$error":"#N/A"}},{"$f":"'Back, Results'!E38","v":{"$error":"#N/A"}}]
[null,"Emission results"]
[null,null,null,null,null,null,null,"Emission results"]
[null,null,"Unit","Original system","Optimised system"]
[null,"CO2 emission",null,null,null,null,null,null,"Unit","Original system","Optimised system"]
[null,{"$f":"B27","v":{"$error":"#N/A"}},"[kg]",{"$f":"'Back, Results'!D40","v":{"$error":"#N/A"}},{"$f":"'Back, Results'!E40","v":{"$error":"#N/A"}},null,null,"CO2 emission"]
[null,{"$f":"B28","v":{"$error":"#N/A"}},"[kg]",{"$f":"'Back, Results'!D41","v":{"$error":"#N/A"}},{"$f":"'Back, Results'!E41","v":{"$error":"#N/A"}},null,null,{"$f":"H28","v":{"$error":"#N/A"}},"[kg]",{"$f":"'Back, Results'!D40","v":{"$error":"#N/A"}},{"$f":"'Back, Results'!E40","v":{"$error":"#N/A"}}]
[null,"Total","[kg]",{"$f":"D34+D35","v":{"$error":"#N/A"}},{"$f":"E34+E35","v":{"$error":"#N/A"}},null,null,{"$f":"H29","v":{"$error":"#N/A"}},"[kg]",{"$f":"'Back, Results'!D41","v":{"$error":"#N/A"}},{"$f":"'Back, Results'!E41","v":{"$error":"#N/A"}}]
[null,"SO2 emission",null,null,null,null,null,"Total","[kg]",{"$f":"'Back, Results'!D42","v":{"$error":"#N/A"}},{"$f":"'Back, Results'!E42","v":{"$error":"#N/A"}}]
[null,{"$f":"B34","v":{"$error":"#N/A"}},"[kg]",{"$f":"'Back, Results'!D44","v":{"$error":"#N/A"}},{"$f":"'Back, Results'!E44","v":{"$error":"#N/A"}},null,null,"SO2 emission"]
[null,{"$f":"B35","v":{"$error":"#N/A"}},"[kg]",{"$f":"'Back, Results'!D45","v":{"$error":"#N/A"}},{"$f":"'Back, Results'!E45","v":{"$error":"#N/A"}},null,null,{"$f":"H35","v":{"$error":"#N/A"}},"[kg]",{"$f":"'Back, Results'!D44","v":{"$error":"#N/A"}},{"$f":"'Back, Results'!E44","v":{"$error":"#N/A"}}]
[null,"Total","[kg]",{"$f":"D38+D39","v":{"$error":"#N/A"}},{"$f":"E38+E39","v":{"$error":"#N/A"}},null,null,{"$f":"H36","v":{"$error":"#N/A"}},"[kg]",{"$f":"'Back, Results'!D45","v":{"$error":"#N/A"}},{"$f":"'Back, Results'!E45","v":{"$error":"#N/A"}}]
[null,"NOx emission",null,null,null,null,null,"Total","[kg]",{"$f":"'Back, Results'!D46","v":{"$error":"#N/A"}},{"$f":"'Back, Results'!E46","v":{"$error":"#N/A"}}]
[null,{"$f":"B38","v":{"$error":"#N/A"}},"[kg]",{"$f":"'Back, Results'!D48","v":{"$error":"#N/A"}},{"$f":"'Back, Results'!E48","v":{"$error":"#N/A"}},null,null,"NOx emission"]
[null,{"$f":"B39","v":{"$error":"#N/A"}},"[kg]",{"$f":"'Back, Results'!D49","v":{"$error":"#N/A"}},{"$f":"'Back, Results'!E49","v":{"$error":"#N/A"}},null,null,{"$f":"H39","v":{"$error":"#N/A"}},"[kg]",{"$f":"'Back, Results'!D48","v":{"$error":"#N/A"}},{"$f":"'Back, Results'!E48","v":{"$error":"#N/A"}}]
[null,"Total","[kg]",{"$f":"D42+D43","v":{"$error":"#N/A"}},{"$f":"E42+E43","v":{"$error":"#N/A"}},null,null,{"$f":"H40","v":{"$error":"#N/A"}},"[kg]",{"$f":"'Back, Results'!D49","v":{"$error":"#N/A"}},{"$f":"'Back, Results'!E49","v":{"$error":"#N/A"}}]
[null,null,null,null,null,null,null,"Total","[kg]",{"$f":"'Back, Results'!D50","v":{"$error":"#N/A"}},{"$f":"'Back, Results'!E50","v":{"$error":"#N/A"}}]
[null,"Results Report",null,null,null,null,null,"Results Report"]
[]
[]
[null,null,null,{"$f":"TODAY()","v":"2019-06-02"},null,null,null,null,null,{"$f":"TODAY()","v":"2019-06-02"}]
[null,null,null,"Page 2/7",null,null,null,null,null,"Page 2/8"]
[]
[null,"Financial results",null,null,null,null,null,"Financial results"]
[]
[null,null,"Unit","Original system","Optimised system",null,null,null,"Unit","Original system","Optimised system"]
[null,"Operation cost",null,null,null,null,null,"Operation cost"]
[null,{"$f":"B42","v":{"$error":"#N/A"}},"[DKK]",{"$f":"'Back, Results'!D52","v":{"$error":"#N/A"}},{"$f":"'Back, Results'!E52","v":{"$error":"#N/A"}},null,null,{"$f":"H43","v":{"$error":"#N/A"}},"[DKK]",{"$f":"'Back, Results'!D52","v":{"$error":"#N/A"}},{"$f":"'Back, Results'!E52","v":{"$error":"#N/A"}}]
[null,{"$f":"B43","v":{"$error":"#N/A"}},"[DKK]",{"$f":"'Back, Results'!D53","v":{"$error":"#N/A"}},{"$f":"'Back, Results'!E53","v":{"$error":"#N/A"}},null,null,{"$f":"H44","v":{"$error":"#N/A"}},"[DKK]",{"$f":"'Back, Results'!D53","v":{"$error":"#N/A"}},{"$f":"'Back, Results'!E53","v":{"$error":"#N/A"}}]
[null,"Total","[DKK]",{"$f":"D56+D57","v":{"$error":"#N/A"}},{"$f":"E56+E57","v":{"$error":"#N/A"}},null,null,"Solar heat panels & heat storage","[DKK]",{"$f":"'Back, Results'!D54","v":0},{"$f":"'Back, Results'!E54","v":0}]
[null,"Investment cost",null,null,null,null,null,"Total","[DKK]",{"$f":"J56+J57+J58","v":{"$error":"#N/A"}},{"$f":"K56+K57+K58","v":{"$error":"#N/A"}}]
[null,{"$f":"B56","v":{"$error":"#N/A"}},"[DKK]",{"$f":"'Back, Results'!D58","v":{"$error":"#N/A"}},{"$f":"'Back, Results'!E58","v":{"$error":"#N/A"}},null,null,"Investment cost"]
[null,{"$f":"B57","v":{"$error":"#N/A"}},"[DKK]",{"$f":"'Back, Results'!D59","v":{"$error":"#N/A"}},{"$f":"'Back, Results'!E59","v":{"$error":"#N/A"}},null,null,{"$f":"H56","v":{"$error":"#N/A"}},"[DKK]",{"$f":"'Back, Results'!D58","v":{"$error":"#N/A"}},{"$f":"'Back, Results'!E58","v":{"$error":"#N/A"}}]
[null,"Total","[DKK]",{"$f":"D60+D61","v":{"$error":"#N/A"}},{"$f":"E60+E61","v":{"$error":"#N/A"}},null,null,{"$f":"H57","v":{"$error":"#N/A"}},"[DKK]",{"$f":"'Back, Results'!D59","v":{"$error":"#N/A"}},{"$f":"'Back, Results'!E59","v":{"$error":"#N/A"}}]
[null,"Total cost",null,null,null,null,null,"Solar heat panels & heat storage","[DKK]",{"$f":"'Back, Results'!D60","v":-1.1037262549535254},{"$f":"'Back, Results'!E60","v":-1.1037262549535254}]
[null,{"$f":"B60","v":{"$error":"#N/A"}},"[DKK]",{"$f":"'Back, Results'!D64","v":{"$error":"#N/A"}},{"$f":"'Back, Results'!E64","v":{"$error":"#N/A"}},null,null,"Total","[DKK]",{"$f":"J61+J62+J63","v":{"$error":"#N/A"}},{"$f":"K61+K62+K63","v":{"$error":"#N/A"}}]
[null,{"$f":"B61","v":{"$error":"#N/A"}},"[DKK]",{"$f":"'Back, Results'!D65","v":{"$error":"#N/A"}},{"$f":"'Back, Results'!E65","v":{"$error":"#N/A"}},null,null,"Total cost"]
[null,"Total","[DKK]",{"$f":"D64+D65","v":{"$error":"#N/A"}},{"$f":"E64+E65","v":{"$error":"#N/A"}},null,null,{"$f":"H61","v":{"$error":"#N/A"}},"[DKK]",{"$f":"'Back, Results'!D64","v":{"$error":"#N/A"}},{"$f":"'Back, Results'!E64","v":{"$error":"#N/A"}}]
[null,"Heat price",null,null,null,null,null,{"$f":"H62","v":{"$error":"#N/A"}},"[DKK]",{"$f":"'Back, Results'!D65","v":{"$error":"#N/A"}},{"$f":"'Back, Results'!E65","v":{"$error":"#N/A"}}]
[null,{"$f":"B64","v":{"$error":"#N/A"}},"[DKK/MWh]",{"$f":"'Back, Results'!D70","v":{"$error":"#N/A"}},{"$f":"'Back, Results'!E70","v":{"$error":"#N/A"}},null,null,"Solar heat panels & heat storage","[DKK]",{"$f":"'Back, Results'!D66","v":-1.1037262549535254},{"$f":"'Back, Results'!E66","v":-1.1037262549535254}]
[null,{"$f":"B65","v":{"$error":"#N/A"}},"[DKK/MWh]",{"$f":"'Back, Results'!D71","v":{"$error":"#N/A"}},{"$f":"'Back, Results'!E71","v":{"$error":"#N/A"}},null,null,"Total","[DKK]",{"$f":"J66+J67+J68","v":{"$error":"#N/A"}},{"$f":"K66+K67+K68","v":{"$error":"#N/A"}}]
[null,"Total heat price","[DKK/MWh]",{"$f":"'Back, Results'!D73","v":{"$error":"#N/A"}},{"$f":"'Back, Results'!E73","v":{"$error":"#N/A"}},null,null,"Heat price"]
[null,null,null,null,null,null,null,{"$f":"H66","v":{"$error":"#N/A"}},"[DKK/MWh]",{"$f":"'Back, Results'!D70","v":{"$error":"#N/A"}},{"$f":"'Back, Results'!E70","v":{"$error":"#N/A"}}]
[null,null,null,null,null,null,null,{"$f":"H67","v":{"$error":"#N/A"}},"[DKK/MWh]",{"$f":"'Back, Results'!D71","v":{"$error":"#N/A"}},{"$f":"'Back, Results'!E71","v":{"$error":"#N/A"}}]
[null,null,null,null,null,null,null,"Solar heat panels & heat storage","[DKK/MWh]",{"$f":"'Back, Results'!D72","v":{"$error":"#DIV/0!"}},{"$f":"'Back, Results'!E72","v":{"$error":"#DIV/0!"}}]
[null,null,null,null,null,null,null,"Total heat price","[DKK/MWh]",{"$f":"'Back, Results'!D74","v":{"$error":"#N/A"}},{"$f":"'Back, Results'!E74","v":{"$error":"#N/A"}}]
[]
[]
[]
[]
[]
[]
[]
[]
[]
[]
[]
[]
[]
[]
[]
[]
[]
[null,"Results Report",null,null,null,null,null,"Results Report"]
[]
[]
[null,null,null,{"$f":"TODAY()","v":"2019-06-02"},null,null,null,null,null,{"$f":"TODAY()","v":"2019-06-02"}]
[null,null,null,"Page 3/7",null,null,null,null,null,"Page 3/8"]
[]
[]
[null,"Load duration curve",null,null,null,null,null,"Load duration curve"]
[]
[]
[]
[]
[]
[]
[]
[]
[]
[]
[]
[]
[]
[]
[]
[]
[null,"System illustration",null,null,null,null,null,"System illustration"]
[]
[]
[]
[]
[]
[]
[]
[]
[]
[]
[]
[]
[]
[]
[]
[]
[]
[]
[]
[]
[null,"Results Report",null,null,null,null,null,"Results Report"]
[]
[]
[null,null,null,{"$f":"TODAY()","v":"2019-06-02"},null,null,null,null,null,{"$f":"TODAY()","v":"2019-06-02"}]
[null,null,null,"Page 4/7",null,null,null,null,null,"Page 4/8"]
[]
[]
[null,"Net heat production cost (NHPC)",null,null,null,null,null,"Net heat production cost (NHPC)"]
[]
[]
[]
[]
[]
[]
[]
[]
[]
[]
[]
[]
[]
[]
[]
[]
[]
[]
[]
[null,"Emission factors",null,null,null,null,null,"Emission factors"]
[]
[]
[]
[]
[]
[]
[]
[]
[]
[]
[]
[]
[]
[]
[]
[]
[]
[null,"Results Report",null,null,null,null,null,"Results Report"]
[]
[]
[null,null,null,{"$f":"TODAY()","v":"2019-06-02"},null,null,null,null,null,{"$f":"TODAY()","v":"2019-06-02"}]
[null,null,null,"Page 5/7",null,null,null,null,null,"Page 5/8"]
[]
[null,{"$f":"\"Net heat production cost for the \"&C9","v":{"$error":"#N/A"}},null,null,null,null,null,"Solar heat panels heat production"]
[]
[]
[]
[]
[]
[]
[]
[]
[]
[]
[]
[]
[]
[]
[]
[]
[]
[]
[null,{"$f":"\"Net heat production cost for the \"&C10","v":{"$error":"#N/A"}},null,null,null,null,null,"Heat storage content"]
[]
[]
[]
[]
[]
[]
[]
[]
[]
[]
[]
[]
[]
[]
[]
[]
[]
[]
[]
[null,"Results Report",null,null,null,null,null,"Results Report"]
[]
[]
[null,null,null,{"$f":"TODAY()","v":"2019-06-02"},null,null,null,null,null,{"$f":"TODAY()","v":"2019-06-02"}]
[null,null,null,"Page 6/7",null,null,null,null,null,"Page 6/8"]
[]
[null,"Cash flow diagram",null,null,null,null,null,{"$f":"\"Net heat production cost for the \"&I9","v":{"$error":"#N/A"}}]
[]
[]
[]
[]
[]
[]
[]
[]
[]
[]
[]
[]
[]
[]
[]
[]
[]
[]
[null,null,null,null,null,null,null,{"$f":"\"Net heat production cost for the \"&I10","v":{"$error":"#N/A"}}]
[]
[null,"Cost optimiser"]
[]
[]
[]
[]
[]
[]
[]
[]
[]
[]
[]
[]
[]
[]
[]
[]
[]
[null,"Results Report",null,null,null,null,null,"Results Report"]
[]
[]
[null,null,null,{"$f":"TODAY()","v":"2019-06-02"},null,null,null,null,null,{"$f":"TODAY()","v":"2019-06-02"}]
[null,null,null,"Page 7/7",null,null,null,null,null,"Page 7/8"]
[]
[null,"Damage Cost",null,null,null,null,null,"Cash flow diagram"]
[]
[]
[]
[]
[]
[]
[]
[]
[]
[]
[]
[]
[]
[]
[]
[]
[]
[]
[]
[]
[null,null,null,null,null,null,null,"Cost optimiser"]
[]
[]
[]
[]
[]
[]
[]
[]
[]
[]
[]
[]
[]
[]
[]
[]
[]
[null,null,null,null,null,null,null,"Results Report"]
[]
[]
[null,null,null,null,null,null,null,null,null,{"$f":"TODAY()","v":"2019-06-02"}]
[null,null,null,null,null,null,null,null,null,"Page 8/8"]
[]
[null,null,null,null,null,null,null,"Damage Cost"]